## Sheet1
Equipment | Description | Functional Loc. | TechIdentNo. | Order | Description | ManufPartNo. | Material | Cus. mstr wrty | Ven. mstr wrty | Room | List name | Object number | Description | Postal Code | WBS element | WBS Serial Data | Region | Profit. Segment | Serial Number | Special Stock | Division | Language | Location | Street | System status | ConstType desc. | Equipment data | Telephone | Time | Sales Org. | Distr. Channel | Currency | Plant | Inventory no. | Asset | Sub-number | Manufacturer | Model number | ManufSerialNo. | License no. | MaintPlant | Plant section | Planning plant | Catalog profile | Cost Center | Main WorkCtr | Planner group | Superord.Equip. | ConstType | User status | Valid From | Created By | Created On | Changed By | Changed On | EquipCategory | Object type | Sort field
10072156 | SPARE, SUMBERSIBLE PUMP | [10 empty] | IE000000000010072156 | [5 empty] | 0000000000 |  |  |  | EN |  |  | AVLB |  | X |  | 00:00:00 | [7 empty] | YEOMAN'S CHICAGO |  | 9802229 |  | 2003 |  | 2003 | PUMP | 1831010 |  |  |  |  | ACTV | 2011-01-01 | PINTOM | 2016-05-17 |  |  | M | E_PUMP
10072454 | PUMP, FUEL, 12 VOLT | [10 empty] | IE000000000010072454 |  | 14006 |  |  |  | 0000000000 |  |  |  | EN |  | 8443 LAKESHORE | AVLB DLFL INAC |  | X |  | 00:00:00 |  |  | USD |  | 293784 |  |  | FILL-RITE | FR4211D | C12281280 |  | 2002 | F02 | 2002 | PUMP | 1821010 | OP02_100 | F02 |  |  | ACTV | 2016-10-05 | CURRENTJ | 2016-10-05 | CURRENTJ | 2016-10-06 | M | E_PUMP
10062934 | PUMP, GRINDER, E-ONE | E-S-C03-C-014-GP001 | 321G018A | [8 empty] | IE000000000010062934 | GRINDER UNIT, 18 GREEN MEADOW, OR. PARK |  |  |  |  | 0000000000 |  |  |  | EN |  |  | INST |  | X |  | 00:00:00 | [8 empty] | EXTREME SERIES AMGP | WH355064 |  | 2003 | C03 | 2003 | GRINDER | 1831010 | CM03_100 | C03 |  |  | ACTV | 2022-11-30 | DZIWULS2 | 2012-03-02 | PHILLIPP | 2022-11-30 | M | E_GRINDER | WH355064
10068072 | PUMP, GRINDER, E-ONE | E-S-C03-C-018-GP001 | SAP80006 | [8 empty] | IE000000000010068072 | GRINDER UNIT, 3527 PLEASANT AVE, HAMBURG |  |  |  |  | 0000000000 |  |  |  | EN |  |  | INST |  | X |  | 00:00:00 | [7 empty] | ENVIRONMENT ONE CORPORATION | EXTREME SERIES AMGP | WH426769 |  | 2003 | C03 | 2003 | GENL | 1831010 | CM03_100 | C03 |  |  | ACTV | 2022-11-30 | DZIWULS2 | 2012-03-22 | PHILLIPP | 2022-11-30 | M | E_GRINDER | WH426769
10068090 | PUMP, GRINDER, E-ONE | E-S-C03-C-018-GP002 | SAP80024 | [8 empty] | IE000000000010068090 | GRINDER UNIT, 3646 PLEASANT AVE, HAMBURG |  |  |  |  | 0000000000 |  |  |  | EN |  |  | INST |  | X |  | 00:00:00 | [7 empty] | ENVIRONMENT ONE CORPORATION | EXTREME SERIES AMGP | WH426881 |  | 2003 | C03 | 2003 | GRINDER | 1831010 | CM03_100 | C03 |  |  | ACTV | 2022-11-30 | DZIWULS2 | 2012-03-22 | PHILLIPP | 2022-11-30 | M | E_GRINDER | WH426881
10063010 | PUMP, GRINDER, E-ONE | E-S-C03-C-021-GP001 | 327G020A | [8 empty] | IE000000000010063010 | GRINDER UNIT, 3765 WINDOVER, HAMBURG |  |  |  |  | 0000000000 |  |  |  | EN |  |  | INST |  | X |  | 00:00:00 | [8 empty] | EXTREME SERIES AMGP | WH408393 |  | 2003 | C03 | 2003 | GRINDER | 1831010 | CM03_100 | C03 |  |  | ACTV | 2018-03-15 | DZIWULS2 | 2012-03-02 | CURRENTJ | 2018-03-15 | M | E_GRINDER | D022A
10062918 | PUMP, GRINDER, E-ONE | E-S-C03-C-021-GP002 | 321G002A | [8 empty] | IE000000000010062918 | GRINDER UNIT, 3771 WINDOVER, HAMBURG |  |  |  |  | 0000000000 |  |  |  | EN |  |  | INST |  | X |  | 00:00:00 | [8 empty] | EXTREME SERIES AMGP | WH338000 |  | 2003 | C03 | 2003 | GRINDER | 1831010 | CM03_100 | C03 |  |  | ACTV | 2011-01-01 | DZIWULS2 | 2012-03-02 | CURRENTJ | 2015-12-16 | M | E_GRINDER | D0229
10081188 | PUMP, GRINDER, E-ONE | E-S-C03-C-021-GP003 | [9 empty] | IE000000000010081188 | GRINDER UNIT, 3777 WINDOVER, HAMBURG |  |  |  |  | 0000000000 |  |  |  | EN |  |  | INST |  | X |  | 00:00:00 | [8 empty] | EXTREME SERIES AMGP | WH685695 |  | 2003 | C03 | 2003 | GRINDER | 1831010 | CM03_100 | C03 |  |  | ACTV | 2022-11-30 | PINTOM | 2021-02-18 | PHILLIPP | 2022-11-30 | M | E_GRINDER | WH685695
10081626 | PUMP, E-ONE | E-S-C03-C-021-GP004 |  |  |  | WH/U200 | [5 empty] | IE000000000010081626 | GRINDER UNIT, 3789 WINDOVER, HAMBURG |  |  |  |  | 0000000000 |  |  |  | EN |  |  | INST |  | X |  | 00:00:00 |  |  | USD |  |  |  |  | E ONE | U200A10ADF | WH807897 |  | 2003 | C03 | 2003 | PUMP | 1831010 | CM03_100 | C03 |  |  | ACTV | 2022-12-15 | CANESTRS | 2022-09-06 | PHILLIPP | 2022-12-15 | M | E_GRINDER | WH807897
10068132 | PUMP, GRINDER, E-ONE | E-S-C03-C-021-GP005 | SAP80066 | [8 empty] | IE000000000010068132 | GRINDER UNIT, 3814 WINDOVER, HAMBURG |  |  |  |  | 0000000000 |  |  |  | EN |  |  | INST |  | X |  | 00:00:00 | [7 empty] | ENVIRONMENT ONE CORPORATION | EXTREME SERIES AMGP | WH427198 |  | 2003 | C03 | 2003 | GRINDER | 1831010 | CM03_100 | C03 |  |  | ACTV | 2022-02-24 | DZIWULS2 | 2012-03-22 | PINTOM | 2022-02-24 | M | E_GRINDER | D0223
10081624 | PUMP, E-ONE | E-S-C03-C-021-GP006 |  |  |  | WH/U200 | [5 empty] | IE000000000010081624 | GRINDER UNIT, 3827 WINDOVER, HAMBURG |  |  |  |  | 0000000000 |  |  |  | EN |  |  | INST |  | X |  | 00:00:00 |  |  | USD |  |  |  |  | E ONE | U200A10ADF | WH807895 |  | 2003 | C03 | 2003 | PUMP | 1831010 | CM03_100 | C03 |  |  | ACTV | 2022-10-12 | CANESTRS | 2022-09-06 | PHILLIPP | 2022-10-12 | M | E_GRINDER | D0222
10068308 | PUMP, GRINDER, E-ONE | E-S-C03-C-021-GP007 | SAP80256 | [8 empty] | IE000000000010068308 | GRINDER UNIT, 3826 WINDOVER, HAMBURG |  |  |  |  | 0000000000 |  |  |  | EN |  |  | INST |  | X |  | 00:00:00 | [7 empty] | ENVIRONMENT ONE CORPORATION | EXTREME SERIES AMGP | WH422442 |  | 2003 | C03 | 2003 | GRINDER | 1831010 | CM03_100 | C03 |  |  | ACTV | 2022-11-30 | DZIWULS2 | 2012-03-22 | PHILLIPP | 2022-11-30 | M | E_GRINDER | WH422442
10081616 | PUMP, E-ONE | E-S-C03-C-021-GP008 |  |  |  | WH/U200 | [5 empty] | IE000000000010081616 | GRINDER UNIT, 3815 WINDOVER, HAMBURG |  |  |  |  | 0000000000 |  |  |  | EN |  |  | INST |  | X |  | 00:00:00 |  |  | USD |  |  |  |  | E ONE | U200A10ADF | WH807886 |  | 2003 | C03 | 2003 | PUMP | 1831010 | CM03_100 | C03 |  |  | ACTV | 2022-11-09 | CANESTRS | 2022-09-06 | PHILLIPP | 2022-11-09 | M | E_GRINDER | D0221
10068158 | PUMP, GRINDER, E-ONE | E-S-C03-C-021-GP009 | SAP80092 | [8 empty] | IE000000000010068158 | GRINDER UNIT, 3809 WINDOVER, HAMBURG |  |  |  |  | 0000000000 |  |  |  | EN |  |  | INST |  | X |  | 00:00:00 | [7 empty] | ENVIRONMENT ONE CORPORATION | EXTREME SERIES AMGP | WH427375 |  | 2003 | C03 | 2003 | GRINDER | 1831010 | CM03_100 | C03 |  |  | ACTV | 2013-02-19 | DZIWULS2 | 2012-03-22 | CURRENTJ | 2015-12-16 | M | E_GRINDER | 1275
10068879 | PUMP, GRINDER, E-ONE | E-S-C03-C-021-GP010 | [9 empty] | IE000000000010068879 | GRINDER UNIT, 3799 WINDOVER, HAMBURG |  |  |  |  | 0000000000 |  |  |  | EN |  |  | INST |  | X |  | 00:00:00 | [7 empty] | ENVIRONMENT ONE CORPORATION | EXTREME SERIES AMGP | WH460692 |  | 2003 | C03 | 2003 | GRINDER | 1831010 | CM03_100 | C03 |  |  | ACTV | 2018-11-14 | ZYNDAK | 2013-06-25 | PINTOM | 2018-11-14 | M | E_GRINDER | 1276
10068151 | PUMP, GRINDER, E-ONE | E-S-C03-C-021-GP011 | SAP80085 | [8 empty] | IE000000000010068151 | GRINDER UNIT, 6600 GOWANDA, HAMBURG |  |  |  |  | 0000000000 |  |  |  | EN |  |  | INST |  | X |  | 00:00:00 | [7 empty] | ENVIRONMENT ONE CORPORATION | EXTREME SERIES AMGP | WH427368 |  | 2003 | C03 | 2003 | GRINDER | 1831010 | CM03_100 | C03 |  |  | ACTV | 2022-11-30 | DZIWULS2 | 2012-03-22 | PHILLIPP | 2022-11-30 | M | E_GRINDER | WH427368
10068295 | PUMP, GRINDER, E-ONE | E-S-C03-C-021-GP012 | SAP80243 | [8 empty] | IE000000000010068295 | GRINDER UNIT, 6638 GOWANDA ST. RD., HAMB |  |  |  |  | 0000000000 |  |  |  | EN |  |  | INST |  | X |  | 00:00:00 | [7 empty] | ENVIRONMENT ONE CORPORATION | EXTREME SERIES AMGP | WH408401 |  | 2003 | C03 | 2003 | GRINDER | 1831010 | CM03_100 | C03 |  |  | ACTV | 2022-11-30 | DZIWULS2 | 2012-03-22 | PHILLIPP | 2022-11-30 | M | E_GRINDER | WH408401
10062929 | PUMP, GRINDER, MYERS | E-S-C03-C-021-GP013 | 321G013A | [8 empty] | IE000000000010062929 | GRINDER UNIT, 6644 GOWANDA, HAMBURG |  |  |  |  | 0000000000 |  |  |  | EN |  |  | INST |  | X |  | 00:00:00 | [8 empty] | WG20 |  |  | 2003 | C03 | 2003 | GRINDER | 1831010 | CM03_100 | C03 |  |  | ACTV | 2022-11-30 | DZIWULS2 | 2012-03-02 | PHILLIPP | 2022-11-30 | M | E_GRINDER | 10062929
10063021 | PUMP, GRINDER, E-ONE #2 | E-S-C03-C-021-GP014 | 327G031A | [8 empty] | IE000000000010063021 | GRINDER UNIT, DUPLEX, 6646 GOWANDA, HAMB |  |  |  |  | 0000000000 |  |  |  | EN |  |  | INST |  | X |  | 00:00:00 | [8 empty] | EXTREME SRIES AMGP | WH408386 |  | 2003 | C03 | 2003 | GRINDER | 1831010 | CM03_100 | C03 |  |  | ACTV | 2016-08-15 | DZIWULS2 | 2012-03-02 | PINTOM | 2016-08-15 | M | E_GRINDER | D022B
10068863 | PUMP, GRINDER, E-ONE #1 | E-S-C03-C-021-GP014 | [9 empty] | IE000000000010068863 | GRINDER UNIT, DUPLEX, 6646 GOWANDA, HAMB |  |  |  |  | 0000000000 |  |  |  | EN |  |  | INST |  | X |  | 00:00:00 | [7 empty] | ENVIRONMENT ONE CORPORATION | EXTREME SERIES AMGP | WH460664 |  | 2003 | C03 | 2003 | GRINDER | 1831010 | CM03_100 | C03 |  |  | ACTV | 2016-08-15 | ZYNDAK | 2013-06-25 | PINTOM | 2016-08-15 | M | E_GRINDER | D022B
10068129 | PUMP, GRINDER, E-ONE | E-S-C03-C-021-GP015 | SAP80063 | [8 empty] | IE000000000010068129 | GRINDER UNIT, 6566 STEVENS, HAMBURG |  |  |  |  | 0000000000 |  |  |  | EN |  |  | INST |  | X |  | 00:00:00 | [7 empty] | ENVIRONMENT ONE CORPORATION | EXTREME SERIES AMGP | WH427163 |  | 2003 | C03 | 2003 | GENL | 1831010 | CM03_100 | C03 |  |  | ACTV | 2022-11-30 | DZIWULS2 | 2012-03-22 | PHILLIPP | 2022-11-30 | M | E_GRINDER | WH427163
10068081 | PUMP, GRINDER, E-ONE | E-S-C03-C-021-GP016 | SAP80015 | [8 empty] | IE000000000010068081 | GRINDER UNIT, 6587 GOWANDA, HAMBURG |  |  |  |  | 0000000000 |  |  |  | EN |  |  | INST |  | X |  | 00:00:00 | [7 empty] | ENVIRONMENT ONE CORPORATION | EXTREME SERIES AMGP | WH426832 |  | 2003 | C03 | 2003 | GRINDER | 1831010 | CM03_100 | C03 |  |  | ACTV | 2022-11-30 | DZIWULS2 | 2012-03-22 | PHILLIPP | 2022-11-30 | M | E_GRINDER | WH426832
10068071 | PUMP, GRINDER, E-ONE | E-S-C03-C-021-GP017 | SAP80005 | [8 empty] | IE000000000010068071 | GRINDER UNIT, 6615 GOWANDA, REAR, HAMB. |  |  |  |  | 0000000000 |  |  |  | EN |  |  | INST |  | X |  | 00:00:00 | [7 empty] | ENVIRONMENT ONE CORPORATION | EXTREME SERIES AMGP | WH426768 |  | 2003 | C03 | 2003 | GRINDER | 1831010 | CM03_100 | C03 |  |  | ACTV | 2022-11-30 | DZIWULS2 | 2012-03-22 | PHILLIPP | 2022-11-30 | M | E_GRINDER | WH426768
10063132 | PUMP, GRINDER, E-ONE | E-S-C03-C-021-GP018 | 327G143A | [8 empty] | IE000000000010063132 | GRINDERUNIT, DUPLEX, 6615 GOWANDA, FRONT |  |  |  |  | 0000000000 |  |  |  | EN |  |  | INST |  | X |  | 00:00:00 | [8 empty] | EXTREME SERIES AMGP | WH407456 |  | 2003 | C03 | 2003 | GRINDER | 1831010 | CM03_100 | C03 |  |  | ACTV | 2022-11-30 | DZIWULS2 | 2012-03-02 | PHILLIPP | 2022-11-30 | M | E_GRINDER | WH407456
10068109 | PUMP, GRINDER, E-ONE | E-S-C03-C-021-GP018 | SAP80043 | [8 empty] | IE000000000010068109 | GRINDERUNIT, DUPLEX, 6615 GOWANDA, FRONT |  |  |  |  | 0000000000 |  |  |  | EN |  |  | INST |  | X |  | 00:00:00 | [7 empty] | ENVIRONMENT ONE CORPORATION | EXTREME SERIES AMGP | WH427083 |  | 2003 | C03 | 2003 | GRINDER | 1831010 | CM03_100 | C03 |  |  | ACTV | 2022-11-30 | DZIWULS2 | 2012-03-22 | PHILLIPP | 2022-11-30 | M | E_GRINDER | WH427083
10063130 | PUMP, GRINDER, E-ONE | E-S-C03-C-021-GP019 | 327G140A | [8 empty] | IE000000000010063130 | GRINDER UNIT,3628/3626 S. CREEK, HAMBURG |  |  |  |  | 0000000000 |  |  |  | EN |  |  | INST |  | X |  | 00:00:00 | [8 empty] | EXTREME SERIES AMGP | WH408404 |  | 2003 | C03 | 2003 | GRINDER | 1831010 | CM03_100 | C03 |  |  | ACTV | 2022-11-30 | DZIWULS2 | 2012-03-02 | PHILLIPP | 2022-11-30 | M | E_GRINDER | WH408404
10063056 | PUMP, GRINDER, E-ONE | E-S-C03-C-021-GP020 | 327G066A | [8 empty] | IE000000000010063056 | GRINDER UNIT, 6753 GOWANDA, HAMBURG |  |  |  |  | 0000000000 |  |  |  | EN |  |  | INST |  | X |  | 00:00:00 | [8 empty] | EXTREME SERIES AMGP | WH355068 |  | 2003 | C03 | 2003 | GRINDER | 1831010 | CM03_100 | C03 |  |  | ACTV | 2022-11-30 | DZIWULS2 | 2012-03-02 | PHILLIPP | 2022-11-30 | M | E_GRINDER | WH355068
10068733 | PUMP, GRINDER, E-ONE | E-S-C03-C-021-GP021 | [9 empty] | IE000000000010068733 | GRINDER UNIT, DUPLEX, 97 S BUFFALO, VOH |  |  |  |  | 0000000000 |  |  |  | EN |  |  | INST |  | X |  | 00:00:00 | [7 empty] | EONE | EXTREME DH152-160 | DH435104 |  | 2003 | C03 | 2003 | GRINDER | 1831010 | CM03_100 | C03 |  |  | ACTV | 2022-11-30 | ZYNDAK | 2013-02-14 | PHILLIPP | 2022-11-30 | M | E_GRINDER | DH435104
10068734 | PUMP, GRINDER, E-ONE | E-S-C03-C-021-GP021 | [9 empty] | IE000000000010068734 | GRINDER UNIT, DUPLEX, 97 S BUFFALO, VOH |  |  |  |  | 0000000000 |  |  |  | EN |  |  | INST |  | X |  | 00:00:00 | [8 empty] | EXTREME DH152-160 | DH435105 |  | 2003 | C03 | 2003 | GRINDER | 1831010 | CM03_100 | C03 |  |  | ACTV | 2022-11-30 | ZYNDAK | 2013-02-14 | PHILLIPP | 2022-11-30 | M | E_GRINDER | DH435105
10068847 | PUMP, GRINDER, E-ONE | E-S-C03-C-023-GP001 | [9 empty] | IE000000000010068847 | GRINDER UNIT, 4508 ECKHARDT, BOSTON |  |  |  |  | 0000000000 |  |  |  | EN |  |  | INST |  | X |  | 00:00:00 | [7 empty] | ENVIRONMENT ONE CORPORATION | EXTREME SERIES AMGP | WH460648 |  | 2003 | C03 | 2003 | GRINDER | 1831010 | CM03_100 | C03 |  |  | ACTV | 2022-11-30 | ZYNDAK | 2013-06-25 | PHILLIPP | 2022-11-30 | M | E_GRINDER | WH460648
10068296 | PUMP, GRINDER, E-ONE | E-S-C03-C-024-GP001 | SAP80244 | [8 empty] | IE000000000010068296 | GRINDER UNIT, 6798 EAST EDEN, HAMBURG |  |  |  |  | 0000000000 |  |  |  | EN |  |  | INST |  | X |  | 00:00:00 | [7 empty] | ENVIRONMENT ONE CORPORATION | EXTREME SERIES AMGP | WH407411 |  | 2003 | C03 | 2003 | GRINDER | 1831010 | CM03_100 | C03 |  |  | ACTV | 2014-10-29 | DZIWULS2 | 2012-03-22 | CURRENTJ | 2015-12-16 | M | E_GRINDER | 1A9E6C
10068872 | PUMP, GRINDER, E-ONE | E-S-C03-C-024-GP002 | [9 empty] | IE000000000010068872 | GRINDER UNIT, 6775 EAST EDEN, HAMBURG |  |  |  |  | 0000000000 |  |  |  | EN |  |  | INST |  | X |  | 00:00:00 | [7 empty] | ENVIRONMENT ONE CORPORATION | EXTREME SERIES AMGP | WH460465 |  | 2003 | C03 | 2003 | GRINDER | 1831010 | CM03_100 | C03 |  |  | ACTV | 2016-06-16 | ZYNDAK | 2013-06-25 | PINTOM | 2016-06-16 | M | E_GRINDER | 1A9E6D
10062936 | PUMP, GRINDER, E-ONE | E-S-C03-C-024-GP004 | 321G020A | [8 empty] | IE000000000010062936 | GRINDER UNIT, 6968 EAST EDEN, HAMBURG |  |  |  |  | 0000000000 |  |  |  | EN |  |  | INST |  | X |  | 00:00:00 | [8 empty] | EXTREME SERIES AMGP | WH337925 |  | 2003 | C03 | 2003 | GRINDER | 1831010 | CM03_100 | C03 |  |  | ACTV | 2014-10-29 | DZIWULS2 | 2012-03-02 | CURRENTJ | 2015-12-16 | M | E_GRINDER | 1A9E6B
10068305 | PUMP, GRINDER, E-ONE | E-S-C03-C-024-GP005 | SAP80253 | [8 empty] | IE000000000010068305 | GRINDER UNIT, 7160 EAST EDEN, HAMBURG |  |  |  |  | 0000000000 |  |  |  | EN |  |  | INST |  | X |  | 00:00:00 | [7 empty] | ENVIRONMENT ONE CORPORATION | EXTREME SERIES AMGP | WH422438 |  | 2003 | C03 | 2003 | GRINDER | 1831010 | CM03_100 | C03 |  |  | ACTV | 2014-11-05 | DZIWULS2 | 2012-03-22 | CURRENTJ | 2015-12-16 | M | E_GRINDER | 1A9E69
10063206 | PUMP, GRINDER, E-ONE | E-S-C03-C-024-GP006 | 327G217A | [8 empty] | IE000000000010063206 | GRINDER UNIT, 7281 EAST EDEN, EDEN |  |  |  |  | 0000000000 |  |  |  | EN |  |  | INST |  | X |  | 00:00:00 | [8 empty] | EXTREME SERIES AMGP | WH408392 |  | 2003 | C03 | 2003 | GRINDER | 1831010 | CM03_100 | C03 |  |  | ACTV | 2014-10-29 | DZIWULS2 | 2012-03-02 | CURRENTJ | 2015-12-16 | M | E_GRINDER | 1A9E68
10068866 | PUMP, GRINDER, E-ONE | E-S-C03-C-024-GP007 | [9 empty] | IE000000000010068866 | GRINDER UNIT, 7287 EAST EDEN, EDEN |  |  |  |  | 0000000000 |  |  |  | EN |  |  | INST |  | X |  | 00:00:00 | [7 empty] | ENVIRONMENT ONE CORPORATION | EXTREME SERIES AMGP | WH457546 |  | 2003 | C03 | 2003 | GRINDER | 1831010 | CM03_100 | C03 |  |  | ACTV | 2016-01-06 | ZYNDAK | 2013-06-25 | PINTOM | 2016-01-06 | M | E_GRINDER | 1A9E67
10068845 | PUMP, GRINDER, E-ONE | E-S-C03-C-024-GP008 | [9 empty] | IE000000000010068845 | GRINDER UNIT, 7337 EAST EDEN, EDEN |  |  |  |  | 0000000000 |  |  |  | EN |  |  | INST |  | X |  | 00:00:00 | [7 empty] | ENVIRONMENT ONE CORPORATION | EXTREME SERIES AMGP | WH460512 |  | 2003 | C03 | 2003 | GRINDER | 1831010 | CM03_100 | C03 |  |  | ACTV | 2015-07-31 | ZYNDAK | 2013-06-25 | CURRENTJ | 2015-12-16 | M | E_GRINDER | 1A9E66
10068839 | PUMP, GRINDER, E-ONE | E-S-C03-C-024-GP009 | [9 empty] | IE000000000010068839 | GRINDER UNIT, 4384 KELLER, EDEN |  |  |  |  | 0000000000 |  |  |  | EN |  |  | INST |  | X |  | 00:00:00 | [7 empty] | ENVIRONMENT ONE CORPORATION | EXTREME SERIES AMGP | WH459939 |  | 2003 | C03 | 2003 | GRINDER | 1831010 | CM03_100 | C03 |  |  | ACTV | 2016-05-17 | ZYNDAK | 2013-06-25 | PINTOM | 2016-05-17 | M | E_GRINDER | D0218
10081482 | PUMP, E-ONE | E-S-C03-C-024-GP011 |  |  |  | WH/U200 | [5 empty] | IE000000000010081482 | GRINDER UNIT, 4402 KELLER, EDEN |  |  |  |  | 0000000000 |  |  |  | EN |  |  | INST |  | X |  | 00:00:00 |  |  | USD |  |  |  |  | E-ONE | U200A10ADF | WH773315 |  | 2003 | C03 | 2003 | PUMP | 1831010 | CM03_100 | C03 |  |  | ACTV | 2022-07-22 | PINTOM | 2022-02-02 | PINTOM | 2022-07-22 | M | E_PUMP | D021A
10068873 | PUMP, GRINDER, E-ONE | E-S-C03-C-024-GP012 | [9 empty] | IE000000000010068873 | GRINDER UNIT, 4412 KELLER, EDEN |  |  |  |  | 0000000000 |  |  |  | EN |  |  | INST |  | X |  | 00:00:00 | [7 empty] | ENVIRONMENT ONE CORPORATION | EXTREME SERIES AMGP | WH460491 |  | 2003 | C03 | 2003 | GRINDER | 1831010 | CM03_100 | C03 |  |  | ACTV | 2016-06-01 | ZYNDAK | 2013-06-25 | PINTOM | 2016-06-01 | M | E_GRINDER | D021B
10068861 | PUMP, GRINDER, E-ONE | E-S-C03-C-024-GP013 | [9 empty] | IE000000000010068861 | GRINDER UNIT, 4422 KELLER, EDEN |  |  |  |  | 0000000000 |  |  |  | EN |  |  | INST |  | X |  | 00:00:00 | [7 empty] | ENVIRONMENT ONE CORPORATION | EXTREME SERIES AMGP | WH460650 |  | 2003 | C03 | 2003 | GRINDER | 1831010 | CM03_100 | C03 |  |  | ACTV | 2016-06-02 | ZYNDAK | 2013-06-25 | PINTOM | 2016-06-02 | M | E_GRINDER | D021C
10068878 | PUMP, GRINDER, E-ONE | E-S-C03-C-024-GP014 | [9 empty] | IE000000000010068878 | GRINDER UNIT, 4451 KELLER, EDEN |  |  |  |  | 0000000000 |  |  |  | EN |  |  | INST |  | X |  | 00:00:00 | [7 empty] | ENVIRONMENT ONE CORPORATION | EXTREME SERIES AMGP | WH460666 |  | 2003 | C03 | 2003 | GRINDER | 1831010 | CM03_100 | C03 |  |  | ACTV | 2016-06-08 | ZYNDAK | 2013-06-25 | PINTOM | 2016-06-08 | M | E_GRINDER | 197239
10068877 | PUMP, GRINDER, E-ONE | E-S-C03-C-024-GP015 | [9 empty] | IE000000000010068877 | GRINDER UNIT, 4446 KELLER, EDEN |  |  |  |  | 0000000000 |  |  |  | EN |  |  | INST |  | X |  | 00:00:00 | [7 empty] | ENVIRONMENT ONE CORPORATION | EXTREME SERIES AMGP | WH460658 |  | 2003 | C03 | 2003 | GRINDER | 1831010 | CM03_100 | C03 |  |  | ACTV | 2016-06-13 | ZYNDAK | 2013-06-25 | PINTOM | 2016-06-13 | M | E_GRINDER | D021D
10068891 | PUMP, GRINDER, E-ONE | E-S-C03-C-024-GP016 | [9 empty] | IE000000000010068891 | GRINDER UNIT, 4453 KELLER, EDEN |  |  |  |  | 0000000000 |  |  |  | EN |  |  | INST |  | X |  | 00:00:00 | [7 empty] | ENVIRONMENT ONE CORPORATION | EXTREME SERIES AMGP | WH460660 |  | 2003 | C03 | 2003 | GRINDER | 1831010 | CM03_100 | C03 |  |  | ACTV | 2019-11-18 | ZYNDAK | 2013-06-25 | PINTOM | 2019-11-18 | M | E_GRINDER | D021E
10070404 | SAN CO - 3982 ECKHARDT RD @ PUMP STATION | E-S-C03-C-024-MH | 324C02 | [8 empty] | IE000000000010070404 | Manhole |  |  |  |  | 0000000000 |  |  |  | EN |  |  | INST | MANHOLE BOM | X |  | 00:00:00 | [11 empty] | 2003 | C03 | 2003 | CLEANOUT | 1831010 | CM03_100 | C03 |  | 50000010 | ACTV | 2011-01-01 | KRUGL | 2014-09-15 |  |  | M | E_CLEANOUT | 15601D
10068136 | PUMP, GRINDER, E-ONE | E-S-C03-C-025-GP002 | SAP80070 | [8 empty] | IE000000000010068136 | GRINDER UNIT, 7455 HEINRICH, HAMBURG |  |  |  |  | 0000000000 |  |  |  | EN |  |  | INST |  | X |  | 00:00:00 | [7 empty] | ENVIRONMENT ONE CORPORATION | EXTREME SERIES AMGP | WH427351 |  | 2003 | C03 | 2003 | GRINDER | 1831010 | CM03_100 | C03 |  |  | ACTV | 2016-10-19 | DZIWULS2 | 2012-03-22 | PINTOM | 2016-10-19 | M | E_GRINDER | D0216
10068135 | PUMP, GRINDER, E-ONE | E-S-C03-C-025-GP003 | SAP80069 | [8 empty] | IE000000000010068135 | GRINDER UNIT, 7454 HEINRICH, HAMBURG |  |  |  |  | 0000000000 |  |  |  | EN |  |  | INST |  | X |  | 00:00:00 | [7 empty] | ENVIRONMENT ONE CORPORATION | EXTREME SERIES AMGP | WH427350 |  | 2003 | C03 | 2003 | GRINDER | 1831010 | CM03_100 | C03 |  |  | ACTV | 2018-07-24 | DZIWULS2 | 2012-03-22 | PINTOM | 2018-07-24 | M | E_GRINDER | D0214
10070154 | PUMP, GRINDER, E-ONE | E-S-C03-C-025-GP004 | [9 empty] | IE000000000010070154 | GRINDER UNIT, 7446 HEINRICH, HAMBURG |  |  |  |  | 0000000000 |  |  |  | EN |  |  | INST |  | X |  | 00:00:00 | [8 empty] | EXTREME SERIES AMGP | WH355063 |  | 2003 | C03 | 2003 | GRINDER | 1831010 | CM03_100 | C03 |  |  | ACTV | 2022-10-19 | PINTOM | 2014-07-24 | PINTOM | 2022-10-19 | M | E_GRINDER | D0213
10068875 | PUMP, GRINDER, E-ONE | E-S-C03-C-025-GP005 | [9 empty] | IE000000000010068875 | GRINDER UNIT, 7438 HEINRICH, HAMBURG |  |  |  |  | 0000000000 |  |  |  | EN |  |  | INST |  | X |  | 00:00:00 | [7 empty] | ENVIRONMENT ONE CORPORATION | EXTREME SERIES AMGP | WH460641 |  | 2003 | C03 | 2003 | GRINDER | 1831010 | CM03_100 | C03 |  |  | ACTV | 2018-10-18 | ZYNDAK | 2013-06-25 | PINTOM | 2018-10-18 | M | E_GRINDER | D0212
10063092 | PUMP, GRINDER, E-ONE | E-S-C03-C-025-GP006 | 327G102A | [8 empty] | IE000000000010063092 | GRINDER UNIT, 7434 HEINRICH, HAMBURG |  |  |  |  | 0000000000 |  |  |  | EN |  |  | INST |  | X |  | 00:00:00 | [8 empty] | EXTREME SERIES AMGP | WH408035 |  | 2003 | C03 | 2003 | GRINDER | 1831010 | CM03_100 | C03 |  |  | ACTV | 2022-11-30 | DZIWULS2 | 2012-03-02 | PHILLIPP | 2022-11-30 | M | E_GRINDER | WH408035
10068141 | PUMP, GRINDER, E-ONE | E-S-C03-C-025-GP007 | SAP80075 | [8 empty] | IE000000000010068141 | GRINDER UNIT, 7432 HEINRICH, HAMBURG |  |  |  |  | 0000000000 |  |  |  | EN |  |  | INST |  | X |  | 00:00:00 | [7 empty] | ENVIRONMENT ONE CORPORATION | EXTREME SERIES AMGP | WH427356 |  | 2003 | C03 | 2003 | GRINDER | 1831010 | CM03_100 | C03 |  |  | ACTV | 2022-11-30 | DZIWULS2 | 2012-03-22 | PHILLIPP | 2022-11-30 | M | E_GRINDER | WH427356
10068314 | PUMP, GRINDER, E-ONE | E-S-C03-C-025-GP008 | SAP80262 | [8 empty] | IE000000000010068314 | GRINDER UNIT, 7418 HEINRICH, HAMBURG |  |  |  |  | 0000000000 |  |  |  | EN |  |  | INST |  | X |  | 00:00:00 | [7 empty] | ENVIRONMENT ONE CORPORATION | EXTREME SERIES AMGP | WH422443 |  | 2003 | C03 | 2003 | GRINDER | 1831010 | CM03_100 | C03 |  |  | ACTV | 2013-06-10 | DZIWULS2 | 2012-03-22 | CURRENTJ | 2015-12-16 | M | E_GRINDER | D0210
10068292 | PUMP, GRINDER, E-ONE | E-S-C03-C-025-GP009 | SAP80240 | [8 empty] | IE000000000010068292 | GRINDER UNIT, 7410 HEINRICH, HAMBURG |  |  |  |  | 0000000000 |  |  |  | EN |  |  | INST |  | X |  | 00:00:00 | [7 empty] | ENVIRONMENT ONE CORPORATION | EXTREME SERIES AMGP | WH408406 |  | 2003 | C03 | 2003 | GRINDER | 1831010 | CM03_100 | C03 |  |  | ACTV | 2022-11-30 | DZIWULS2 | 2012-03-22 | PHILLIPP | 2022-11-30 | M | E_GRINDER | WH408406
10062963 | PUMP, GRINDER, MYERS | E-S-C03-C-025-GP010 | 325G010A | [8 empty] | IE000000000010062963 | GRINDER UNIT, 5507 TANGLEWOOD, BOSTON |  |  |  |  | 0000000000 |  |  |  | EN |  |  | INST |  | X |  | 00:00:00 | [8 empty] | WG20 |  |  | 2003 | C03 | 2003 | GRINDER | 1831010 | CM03_100 | C03 |  |  | ACTV | 2022-11-30 | DZIWULS2 | 2012-03-02 | PHILLIPP | 2022-11-30 | M | E_GRINDER | 325G010A
10068103 | PUMP, GRINDER, E-ONE | E-S-C03-C-025-GP010 | SAP80037 | [8 empty] | IE000000000010068103 | GRINDER UNIT, 5507 TANGLEWOOD, BOSTON |  |  |  |  | 0000000000 |  |  |  | EN |  |  | INST |  | X |  | 00:00:00 | [7 empty] | ENVIRONMENT ONE CORPORATION | EXTREME SERIES AMGP | WH427072 |  | 2003 | C03 | 2003 | GENL | 1831010 | CM03_100 | C03 |  |  | ACTV | 2022-11-30 | DZIWULS2 | 2012-03-22 | PHILLIPP | 2022-11-30 | M | E_GRINDER | WH427072
10068827 | PUMP, GRINDER, E-ONE | E-S-C03-C-025-GP011 | [9 empty] | IE000000000010068827 | GRINDER UNIT, 7693 ZIMMERMAN, BOSTON |  |  |  |  | 0000000000 |  |  |  | EN |  |  | INST |  | X |  | 00:00:00 | [7 empty] | ENVIRONMENT ONE CORPORATION | EXTREME SERIES AMGP | WH460715 |  | 2003 | C03 | 2003 | GRINDER | 1831010 | CM03_100 | C03 |  |  | ACTV | 2022-11-30 | ZYNDAK | 2013-06-25 | PHILLIPP | 2022-11-30 | M | E_GRINDER | WH460715
10068876 | PUMP, GRINDER, E-ONE | E-S-C03-C-026-GP001 | [9 empty] | IE000000000010068876 | GRINDER UNIT, 7709 BACK CREEK, BOSTON |  |  |  |  | 0000000000 |  |  |  | EN |  |  | INST |  | X |  | 00:00:00 | [7 empty] | ENVIRONMENT ONE CORPORATION | EXTREME SERIES AMGP | WH460653 |  | 2003 | C03 | 2003 | GRINDER | 1831010 | CM03_100 | C03 |  |  | ACTV | 2022-11-30 | ZYNDAK | 2013-06-25 | PHILLIPP | 2022-11-30 | M | E_GRINDER | WH460653
10062966 | PUMP, GRINDER, E-ONE | E-S-C03-C-026-GP002 | 326G002A | [8 empty] | IE000000000010062966 | GRINDER UNIT, 7549 CHESTNUT RIDGE |  |  |  |  | 0000000000 |  |  |  | EN |  |  | INST |  | X |  | 00:00:00 | [8 empty] | EXTREME SERIES AMGP | WH337991 |  | 2003 | C03 | 2003 | GRINDER | 1831010 | CM03_100 | C03 |  |  | ACTV | 2014-09-09 | DZIWULS2 | 2012-03-02 | CURRENTJ | 2015-12-16 | M | E_GRINDER | D020E
10063083 | PUMP, GRINDER, E-ONE | E-S-C03-C-026-GP003 | 327G093A | [8 empty] | IE000000000010063083 | GRINDER UNIT, 7531 CRESTWOOD, BOSTON |  |  |  |  | 0000000000 |  |  |  | EN |  |  | INST |  | X |  | 00:00:00 | [8 empty] | EXTREME SERIES AMGP | WH355044 |  | 2003 | C03 | 2003 | GRINDER | 1831010 | CM03_100 | C03 |  |  | ACTV | 2022-11-30 | DZIWULS2 | 2012-03-02 | PHILLIPP | 2022-11-30 | M | E_GRINDER | WH355044
10068886 | PUMP, GRINDER, E-ONE | E-S-C03-C-026-GP004 | [9 empty] | IE000000000010068886 | GRINDER UNIT, 7331 CHESTNUT RIDGE |  |  |  |  | 0000000000 |  |  |  | EN |  |  | INST |  | X |  | 00:00:00 | [7 empty] | ENVIRONMENT ONE CORPORATION | EXTREME SERIES AMGP | WH460469 |  | 2003 | C03 | 2003 | GRINDER | 1831010 | CM03_100 | C03 |  |  | ACTV | 2022-11-30 | ZYNDAK | 2013-06-25 | PHILLIPP | 2022-11-30 | M | E_GRINDER | WH460469
10062969 | PUMP, GRINDER, MYERS | E-S-C03-C-026-GP005 | 326G005A | [8 empty] | IE000000000010062969 | GRINDER UNIT, 6528 HILLCREST, BOSTON |  |  |  |  | 0000000000 |  |  |  | EN |  |  | INST |  | X |  | 00:00:00 | [8 empty] | WG20 |  |  | 2003 | C03 | 2003 | GRINDER | 1831010 | CM03_100 | C03 |  |  | ACTV | 2011-01-01 | DZIWULS2 | 2012-03-02 | CURRENTJ | 2015-12-16 | M | E_GRINDER | D020A
10068829 | PUMP, GRINDER, E-ONE | E-S-C03-C-026-GP006 | [9 empty] | IE000000000010068829 | GRINDER UNIT, 6531 HILLCREST, BOSTON |  |  |  |  | 0000000000 |  |  |  | EN |  |  | INST |  | X |  | 00:00:00 | [7 empty] | ENVIRONMENT ONE CORPORATION | EXTREME SERIES AMGP | WH460502 |  | 2003 | C03 | 2003 | GRINDER | 1831010 | CM03_100 | C03 |  |  | ACTV | 2014-05-29 | ZYNDAK | 2013-06-25 | CURRENTJ | 2015-12-16 | M | E_GRINDER | D020B
10062971 | PUMP, GRINDER, MYERS | E-S-C03-C-026-GP007 | 326G007A | [8 empty] | IE000000000010062971 | GRINDER UNIT, 6550 HILLCREST, BOSTON |  |  |  |  | 0000000000 |  |  |  | EN |  |  | INST |  | X |  | 00:00:00 | [8 empty] | WG20 |  |  | 2003 | C03 | 2003 | GRINDER | 1831010 | CM03_100 | C03 |  |  | ACTV | 2011-01-01 | DZIWULS2 | 2012-03-02 | CURRENTJ | 2015-12-16 | M | E_GRINDER | D020D
10081033 | PUMP, GRINDER, E-ONE | E-S-C03-C-026-GP008 | [9 empty] | IE000000000010081033 | GRINDER UNIT, 6553 HILLCREST, BOSTON |  |  |  |  | 0000000000 |  |  |  | EN |  |  | INST |  | X |  | 00:00:00 | [8 empty] | EXTREME SERIES AMGP | WH685692 |  | 2003 | C03 | 2003 | GRINDER | 1831010 | CM03_100 | C03 |  |  | ACTV | 2020-12-15 | PINTOM | 2020-12-10 | PINTOM | 2020-12-15 | M | E_GRINDER | D020C
10068113 | PUMP, GRINDER, E-ONE | E-S-C03-C-026-GP009 | SAP80047 | [8 empty] | IE000000000010068113 | GRINDER UNIT, 6608 HILLCROFT, BOSTON |  |  |  |  | 0000000000 |  |  |  | EN |  |  | INST |  | X |  | 00:00:00 | [7 empty] | ENVIRONMENT ONE CORPORATION | EXTREME SERIES AMGP | WH427090 |  | 2003 | C03 | 2003 | GENL | 1831010 | CM03_100 | C03 |  |  | ACTV | 2014-05-01 | DZIWULS2 | 2012-03-22 | CURRENTJ | 2015-12-16 | M | E_GRINDER | D0209
10068160 | PUMP, GRINDER, E-ONE | E-S-C03-C-026-GP010 | SAP80094 | [8 empty] | IE000000000010068160 | GRINDER UNIT, 6599 HILLCROFT, BOSTON |  |  |  |  | 0000000000 |  |  |  | EN |  |  | INST |  | X |  | 00:00:00 | [7 empty] | ENVIRONMENT ONE CORPORATION | EXTREME SERIES AMGP | WH427379 |  | 2003 | C03 | 2003 | GRINDER | 1831010 | CM03_100 | C03 |  |  | ACTV | 2022-06-30 | DZIWULS2 | 2012-03-22 | PINTOM | 2022-06-30 | M | E_GRINDER | D0208
10063213 | PUMP, GRINDER, E-ONE | E-S-C03-C-026-GP011 | 327G224A | [8 empty] | IE000000000010063213 | GRINDER UNIT, 6589 HILLCROFT, BOSTON |  |  |  |  | 0000000000 |  |  |  | EN |  |  | INST |  | X |  | 00:00:00 | [8 empty] | EXTREME SERIES AMGP | WH394486 |  | 2003 | C03 | 2003 | GRINDER | 1831010 | CM03_100 | C03 |  |  | ACTV | 2022-09-01 | DZIWULS2 | 2012-03-02 | PINTOM | 2022-09-01 | M | E_GRINDER | D0207
10068831 | PUMP, GRINDER, E-ONE | E-S-C03-C-026-GP012 | [9 empty] | IE000000000010068831 | GRINDER UNIT, 6572 HILLCROFT |  |  |  |  | 0000000000 |  |  |  | EN |  |  | INST |  | X |  | 00:00:00 | [7 empty] | ENVIRONMENT ONE CORPORATION | EXTREME SERIES AMGP | WH460647 |  | 2003 | C03 | 2003 | GRINDER | 1831010 | CM03_100 | C03 |  |  | ACTV | 2022-08-17 | ZYNDAK | 2013-06-25 | PINTOM | 2022-08-17 | M | E_GRINDER | D0206
10068134 | PUMP, GRINDER, E-ONE | E-S-C03-C-026-GP013 | SAP80068 | [8 empty] | IE000000000010068134 | GRINDER UNIT, 9184 BOSTON STATE ROAD |  |  |  |  | 0000000000 |  |  |  | EN |  |  | INST |  | X |  | 00:00:00 | [7 empty] | ENVIRONMENT ONE CORPORATION | EXTREME SERIES AMGP | WH427211 |  | 2003 | C03 | 2003 | GENL | 1831010 | CM03_100 | C03 |  |  | ACTV | 2014-05-19 | DZIWULS2 | 2012-03-22 | CURRENTJ | 2015-12-16 | M | E_GRINDER | 153FA8
10068147 | PUMP, GRINDER, E-ONE | E-S-C03-C-026-GP014 | SAP80081 | [8 empty] | IE000000000010068147 | GRINDER UNIT, 6739 MILL, BOSTON |  |  |  |  | 0000000000 |  |  |  | EN |  |  | INST |  | X |  | 00:00:00 | [7 empty] | ENVIRONMENT ONE CORPORATION | EXTREME SERIES AMGP | WH427364 |  | 2003 | C03 | 2003 | GRINDER | 1831010 | CM03_100 | C03 |  |  | ACTV | 2013-06-10 | DZIWULS2 | 2012-03-22 | CURRENTJ | 2015-12-16 | M | E_GRINDER | D0202
10068144 | PUMP, GRINDER, E-ONE | E-S-C03-C-026-GP015 | SAP80078 | [8 empty] | IE000000000010068144 | GRINDER UNIT, 6737 MILL, BOSTON |  |  |  |  | 0000000000 |  |  |  | EN |  |  | INST |  | X |  | 00:00:00 | [7 empty] | ENVIRONMENT ONE CORPORATION | EXTREME SERIES AMGP | WH427360 |  | 2003 | C03 | 2003 | GRINDER | 1831010 | CM03_100 | C03 |  |  | ACTV | 2013-06-10 | DZIWULS2 | 2012-03-22 | CURRENTJ | 2015-12-16 | M | E_GRINDER | D0201
10068138 | PUMP, GRINDER, E-ONE | E-S-C03-C-026-GP016 | SAP80072 | [8 empty] | IE000000000010068138 | GRINDER UNIT, 6731 MILL, BOSTON |  |  |  |  | 0000000000 |  |  |  | EN |  |  | INST |  | X |  | 00:00:00 | [7 empty] | ENVIRONMENT ONE CORPORATION | EXTREME SERIES AMGP | WH427353 |  | 2003 | C03 | 2003 | GRINDER | 1831010 | CM03_100 | C03 |  |  | ACTV | 2013-06-10 | DZIWULS2 | 2012-03-22 | CURRENTJ | 2015-12-16 | M | E_GRINDER | D0200
10062981 | PUMP, GRINDER, MYERS | E-S-C03-C-026-GP017 | 326G017A | [8 empty] | IE000000000010062981 | GRINDER UNIT, 6710 MILL, BOSTON |  |  |  |  | 0000000000 |  |  |  | EN |  |  | INST |  | X |  | 00:00:00 | [8 empty] | WG20 |  |  | 2003 | C03 | 2003 | GRINDER | 1831010 | CM03_100 | C03 |  |  | ACTV | 2011-01-01 | DZIWULS2 | 2012-03-02 | CURRENTJ | 2015-12-16 | M | E_GRINDER
10062982 | PUMP, GRINDER, MYERS | E-S-C03-C-026-GP018 | 326G018A | [8 empty] | IE000000000010062982 | GRINDER UNIT, 6715 MILL, BOSTON |  |  |  |  | 0000000000 |  |  |  | EN |  |  | INST |  | X |  | 00:00:00 | [8 empty] | WG20 |  |  | 2003 | C03 | 2003 | GRINDER | 1831010 | CM03_100 | C03 |  |  | ACTV | 2011-01-01 | DZIWULS2 | 2012-03-02 | CURRENTJ | 2015-12-16 | M | E_GRINDER | 153F99
10081325 | PUMP, GRINDER, E-ONE | E-S-C03-C-026-GP019 | [9 empty] | IE000000000010081325 | GRINDER UNIT, 6699 MILL, BOSTON |  |  |  |  | 0000000000 |  |  |  | EN |  |  | INST |  | X |  | 00:00:00 | [8 empty] | EXTREME SERIES AMGP | WH366388 |  | 2003 | C03 | 2003 | GRINDER | 1831010 | CM03_100 | C03 |  |  | ACTV | 2021-08-13 | PINTOM | 2021-08-13 | PINTOM | 2021-08-13 | M | E_GRINDER | 153F98
10068139 | PUMP, GRINDER, E-ONE | E-S-C03-C-026-GP020 | SAP80073 | [8 empty] | IE000000000010068139 | GRINDER UNIT, 6700 MILL, BOSTON |  |  |  |  | 0000000000 |  |  |  | EN |  |  | INST |  | X |  | 00:00:00 | [7 empty] | ENVIRONMENT ONE CORPORATION | EXTREME SERIES AMGP | WH427354 |  | 2003 | C03 | 2003 | GRINDER | 1831010 | CM03_100 | C03 |  |  | ACTV | 2013-06-10 | DZIWULS2 | 2012-03-22 | CURRENTJ | 2015-12-16 | M | E_GRINDER | 153F9A
10062991 | PUMP, GRINDER, E-ONE | E-S-C03-C-026-GP021 | 327G001A | [8 empty] | IE000000000010062991 | GRINDER UNIT, 6687 MILL, BOSTON |  |  |  |  | 0000000000 |  |  |  | EN |  |  | INST |  | X |  | 00:00:00 | [8 empty] | EXTREME SERIES AMGP | WH407472 |  | 2003 | C03 | 2003 | GRINDER | 1831010 | CM03_100 | C03 |  |  | ACTV | 2017-10-23 | DZIWULS2 | 2012-03-02 | PINTOM | 2017-10-23 | M | E_GRINDER | D01FD
10068148 | PUMP, GRINDER, E-ONE | E-S-C03-C-026-GP022 | SAP80082 | [8 empty] | IE000000000010068148 | GRINDER UNIT, 6692 MILL, BOSTON |  |  |  |  | 0000000000 |  |  |  | EN |  |  | INST |  | X |  | 00:00:00 | [7 empty] | ENVIRONMENT ONE CORPORATION | EXTREME SERIES AMGP | WH427365 |  | 2003 | C03 | 2003 | GRINDER | 1831010 | CM03_100 | C03 |  |  | ACTV | 2013-06-10 | DZIWULS2 | 2012-03-22 | CURRENTJ | 2015-12-16 | M | E_GRINDER | CD02B
10068123 | PUMP, GRINDER, E-ONE | E-S-C03-C-026-GP024 | SAP80057 | [7 empty] | ST JOHNS CHURXH | IE000000000010068123 | GRINDER UNIT, 6889 BOSTON CROSS, SCHOOL | 14080 |  |  | NY | 0000000000 |  |  |  | EN |  | 6895 BOSTON CROSS | INST |  | X |  | 00:00:00 | [7 empty] | ENVIRONMENT ONE CORPORATION | EXTREME SERIES AMGP | WH427107 |  | 2003 | C03 | 2003 | GENL | 1831010 | CM03_100 | C03 |  |  | ACTV | 2014-09-09 | DZIWULS2 | 2012-03-22 | CURRENTJ | 2015-12-16 | M | E_GRINDER | 153F95
10068164 | PUMP, GRINDER, E-ONE | E-S-C03-C-026-GP025 | SAP80098 | [7 empty] | ST JOHN CHURCH | IE000000000010068164 | GRINDER UNIT, 6889 BOSTON CROSS, RECTORY | 14080 |  |  | NY | 0000000000 |  |  |  | EN |  | 6895 BOSTON CROSS RD | INST |  | X |  | 00:00:00 | [7 empty] | ENVIRONMENT ONE CORPORATION | EXTREME SERIES AMGP | WH427384 |  | 2003 | C03 | 2003 | GRINDER | 1831010 | CM03_100 | C03 |  |  | ACTV | 2014-09-09 | DZIWULS2 | 2012-03-22 | CURRENTJ | 2015-12-16 | M | E_GRINDER | 153F94
10068068 | PUMP, GRINDER, E-ONE | E-S-C03-C-026-GP026 | SAP80002 | [8 empty] | IE000000000010068068 | GRINDER UNIT, 9506 BOSTON STATE ROAD |  |  |  |  | 0000000000 |  |  |  | EN |  |  | INST |  | X |  | 00:00:00 | [7 empty] | ENVIRONMENT ONE CORPORATION | EXTREME SERIES AMGP | WH426747 |  | 2003 | C03 | 2003 | GRINDER | 1831010 | CM03_100 | C03 |  |  | ACTV | 2021-07-26 | DZIWULS2 | 2012-03-22 | PINTOM | 2021-07-26 | M | E_GRINDER | 153F8B
10068857 | PUMP, GRINDER, E-ONE | E-S-C03-C-027-GP001 | [9 empty] | IE000000000010068857 | GRINDER UNIT, 460 N. MAIN, HOLLAND |  |  |  |  | 0000000000 |  |  |  | EN |  |  | INST |  | X |  | 00:00:00 | [7 empty] | ENVIRONMENT ONE CORPORATION | EXTREME SERIES AMGP | WH460463 |  | 2003 | C03 | 2003 | GRINDER | 1831010 | CM03_100 | C03 |  |  | ACTV | 2021-11-12 | ZYNDAK | 2013-06-25 | PINTOM | 2021-11-12 | M | E_GRINDER | EB3B6
10068159 | PUMP, GRINDER, E-ONE | E-S-C03-C-027-GP002 | SAP80093 | [8 empty] | IE000000000010068159 | GRINDER UNIT, 400 N. MAIN, HOLLAND |  |  |  |  | 0000000000 |  |  |  | EN |  |  | INST |  | X |  | 00:00:00 | [7 empty] | ENVIRONMENT ONE CORPORATION | EXTREME SERIES AMGP | WH427376 |  | 2003 | C03 | 2003 | GRINDER | 1831010 | CM03_100 | C03 |  |  | ACTV | 2021-05-13 | DZIWULS2 | 2012-03-22 | PINTOM | 2021-05-13 | M | E_GRINDER | EB3B8
10068162 | PUMP, GRINDER, E-ONE | E-S-C03-C-027-GP003 | SAP80096 | [8 empty] | IE000000000010068162 | GRINDER UNIT, 386 N. MAIN, HOLLAND |  |  |  |  | 0000000000 |  |  |  | EN |  |  | INST |  | X |  | 00:00:00 | [7 empty] | ENVIRONMENT ONE CORPORATION | EXTREME SERIES AMGP | WH427382 |  | 2003 | C03 | 2003 | GRINDER | 1831010 | CM03_100 | C03 |  |  | ACTV | 2013-06-10 | DZIWULS2 | 2012-03-22 | CURRENTJ | 2015-12-16 | M | E_GRINDER | EB3B7
10068084 | PUMP, GRINDER, E-ONE | E-S-C03-C-027-GP004 | SAP80018 | [8 empty] | IE000000000010068084 | GRINDER UNIT, 380 N. MAIN, HOLLAND |  |  |  |  | 0000000000 |  |  |  | EN |  |  | INST |  | X |  | 00:00:00 | [7 empty] | ENVIRONMENT ONE CORPORATION | EXTREME SERIES AMGP | WH426840 |  | 2003 | C03 | 2003 | GENL | 1831010 | CM03_100 | C03 |  |  | ACTV | 2021-08-13 | DZIWULS2 | 2012-03-22 | PINTOM | 2021-08-13 | M | E_GRINDER | 19E50F
10062995 | PUMP, GRINDER, E-ONE | E-S-C03-C-027-GP005 | 327G005A | [8 empty] | IE000000000010062995 | GRINDER UNIT, 370 N. MAIN, HOLLAND |  |  |  |  | 0000000000 |  |  |  | EN |  |  | INST |  | X |  | 00:00:00 | [8 empty] | EXTREME SERIES AMGP | WH369988 |  | 2003 | C03 | 2003 | GRINDER | 1831010 | CM03_100 | C03 |  |  | ACTV | 2011-01-01 | DZIWULS2 | 2012-03-02 | CURRENTJ | 2015-12-16 | M | E_GRINDER | EB3B9
10062996 | PUMP, GRINDER, MYERS | E-S-C03-C-027-GP006 | 327G006A | [8 empty] | IE000000000010062996 | GRINDER UNIT, 364 N. MAIN, HOLLAND |  |  |  |  | 0000000000 |  |  |  | EN |  |  | INST |  | X |  | 00:00:00 | [8 empty] | WG20 |  |  | 2003 | C03 | 2003 | GRINDER | 1831010 | CM03_100 | C03 |  |  | ACTV | 2022-11-30 | DZIWULS2 | 2012-03-02 | PHILLIPP | 2022-11-30 | M | E_GRINDER | 327G006A
10081615 | PUMP, E-ONE | E-S-C03-C-027-GP008 |  |  |  | WH/U200 | [5 empty] | IE000000000010081615 | GRINDER UNIT, 330 N. MAIN, HOLLAND |  |  |  |  | 0000000000 |  |  |  | EN |  |  | INST |  | X |  | 00:00:00 |  |  | USD |  |  |  |  | E ONE | U200A10ADF | WH807885 |  | 2003 | C03 | 2003 | PUMP | 1831010 | CM03_100 | C03 |  |  | ACTV | 2022-11-17 | CANESTRS | 2022-09-06 | PHILLIPP | 2022-11-17 | M | E_GRINDER | EB3C8
10068161 | PUMP, GRINDER, E-ONE | E-S-C03-C-027-GP009 | SAP80095 | [8 empty] | IE000000000010068161 | GRINDER UNIT, 308 N. MAIN, HOLLAND |  |  |  |  | 0000000000 |  |  |  | EN |  |  | INST |  | X |  | 00:00:00 | [7 empty] | ENVIRONMENT ONE CORPORATION | EXTREME SERIES AMGP | WH427380 |  | 2003 | C03 | 2003 | GRINDER | 1831010 | CM03_100 | C03 |  |  | ACTV | 2013-06-10 | DZIWULS2 | 2012-03-22 | CURRENTJ | 2015-12-16 | M | E_GRINDER | EB3C9
10068145 | PUMP, GRINDER, E-ONE | E-S-C03-C-027-GP010 | SAP80079 | [8 empty] | IE000000000010068145 | GRINDER UNIT, 302 N. MAIN, HOLLAND |  |  |  |  | 0000000000 |  |  |  | EN |  |  | INST |  | X |  | 00:00:00 | [7 empty] | ENVIRONMENT ONE CORPORATION | EXTREME SERIES AMGP | WH427361 |  | 2003 | C03 | 2003 | GRINDER | 1831010 | CM03_100 | C03 |  |  | ACTV | 2013-06-10 | DZIWULS2 | 2012-03-22 | CURRENTJ | 2015-12-16 | M | E_GRINDER | EB3CA
10068836 | PUMP, GRINDER, E-ONE | E-S-C03-C-027-GP011 | [9 empty] | IE000000000010068836 | GRINDER UNIT, DUPLEX, 292 N. MAIN, HOLLA |  |  |  |  | 0000000000 |  |  |  | EN |  |  | INST |  | X |  | 00:00:00 | [7 empty] | ENVIRONMENT ONE CORPORATION | EXTREME SERIES AMGP | WH460701 |  | 2003 | C03 | 2003 | GRINDER | 1831010 | CM03_100 | C03 |  |  | ACTV | 2017-02-22 | ZYNDAK | 2013-06-25 | PINTOM | 2017-02-22 | M | E_GRINDER | EB3CC
10068851 | PUMP, GRINDER, E-ONE | E-S-C03-C-027-GP011 | [9 empty] | IE000000000010068851 | GRINDER UNIT, DUPLEX, 292 N. MAIN, HOLLA |  |  |  |  | 0000000000 |  |  |  | EN |  |  | INST |  | X |  | 00:00:00 | [7 empty] | ENVIRONMENT ONE CORPORATION | EXTREME SERIES AMGP | WH460702 |  | 2003 | C03 | 2003 | GRINDER | 1831010 | CM03_100 | C03 |  |  | ACTV | 2017-02-22 | ZYNDAK | 2013-06-25 | PINTOM | 2017-02-22 | M | E_GRINDER | EB3CC
10063002 | PUMP, GRINDER, E-ONE | E-S-C03-C-027-GP012 | 327G012A | [8 empty] | IE000000000010063002 | GRINDER UNIT, 270 N. MAIN, HOLLAND |  |  |  |  | 0000000000 |  |  |  | EN |  |  | INST |  | X |  | 00:00:00 | [8 empty] | EXTREME SERIES AMGP | WH324480 |  | 2003 | C03 | 2003 | GRINDER | 1831010 | CM03_100 | C03 |  |  | ACTV | 2011-01-01 | DZIWULS2 | 2012-03-02 | CURRENTJ | 2015-12-16 | M | E_GRINDER | EB3D0
10063364 | PUMP, GRINDER, E-ONE, #2 | E-S-C03-C-027-GP013 | 327G123B | [8 empty] | IE000000000010063364 | GRINDER UNIT, 232 N. MAIN, HOLLAND |  |  |  |  | 0000000000 |  |  |  | EN |  |  | INST |  | X |  | 00:00:00 | [8 empty] | EXTREME SERIES - AMG | WH355069 |  | 2003 | C03 | 2003 | GRINDER | 1831010 | CM03_100 | C03 |  |  | ACTV | 2020-11-17 | DZIWULS2 | 2012-03-02 | PINTOM | 2020-11-17 | M | E_GRINDER | EB3D3
10068085 | PUMP, GRINDER, E-ONE | E-S-C03-C-027-GP014 | SAP80019 | [8 empty] | IE000000000010068085 | GRINDER UNIT, 224 N. MAIN, HOLLAND |  |  |  |  | 0000000000 |  |  |  | EN |  |  | INST |  | X |  | 00:00:00 | [7 empty] | ENVIRONMENT ONE CORPORATION | EXTREME SERIES AMGP | WH426855 |  | 2003 | C03 | 2003 | GRINDER | 1831010 | CM03_100 | C03 |  |  | ACTV | 2013-06-10 | DZIWULS2 | 2012-03-22 | CURRENTJ | 2015-12-16 | M | E_GRINDER | EB3D5
10063005 | PUMP, GRINDER, E-ONE | E-S-C03-C-027-GP015 | 327G015A | [8 empty] | IE000000000010063005 | GRINDER UNIT, 210 N. MAIN, HOLLAND |  |  |  |  | 0000000000 |  |  |  | EN |  |  | INST |  | X |  | 00:00:00 | [8 empty] | EXTREME SERIES AMGP | WH408397 |  | 2003 | C03 | 2003 | GRINDER | 1831010 | CM03_100 | C03 |  |  | ACTV | 2011-01-01 | DZIWULS2 | 2012-03-02 | CURRENTJ | 2015-12-16 | M | E_GRINDER | EB3E1
10063006 | PUMP, GRINDER, E-ONE | E-S-C03-C-027-GP016 | 327G016A | [8 empty] | IE000000000010063006 | GRINDER UNIT, 206 N. MAIN, HOLLAND |  |  |  |  | 0000000000 |  |  |  | EN |  |  | INST |  | X |  | 00:00:00 | [8 empty] | EXTREME SERIES AMGP | WH408043 |  | 2003 | C03 | 2003 | GRINDER | 1831010 | CM03_100 | C03 |  |  | ACTV | 2011-01-01 | DZIWULS2 | 2012-03-02 | CURRENTJ | 2015-12-16 | M | E_GRINDER | 19E508
10063149 | PUMP, GRINDER, E-ONE | E-S-C03-C-027-GP017 | 327G160A | [8 empty] | IE000000000010063149 | GRINDER UNIT, 188 N. MAIN, HOLLAND |  |  |  |  | 0000000000 |  |  |  | EN |  |  | INST |  | X |  | 00:00:00 | [8 empty] | EXTREME SERIES AMGP | WH408009 |  | 2003 | C03 | 2003 | GRINDER | 1831010 | CM03_100 | C03 |  |  | ACTV | 2017-03-28 | DZIWULS2 | 2012-03-02 | CURRENTJ | 2017-03-28 | M | E_GRINDER | EB3DD
10063008 | PUMP, GRINDER, E-ONE | E-S-C03-C-027-GP018 | 327G018A | [8 empty] | IE000000000010063008 | GRINDER UNIT, 182 N. MAIN, HOLLAND |  |  |  |  | 0000000000 |  |  |  | EN |  |  | INST |  | X |  | 00:00:00 | [8 empty] | EXTREME SERIES AMGP | WH355060 |  | 2003 | C03 | 2003 | GRINDER | 1831010 | CM03_100 | C03 |  |  | ACTV | 2011-01-01 | DZIWULS2 | 2012-03-02 | CURRENTJ | 2015-12-16 | M | E_GRINDER | EB3DF
10068840 | PUMP, GRINDER, E-ONE | E-S-C03-C-027-GP019 | [9 empty] | IE000000000010068840 | GRINDER UNIT, 289 N. MAIN, HOLLAND |  |  |  |  | 0000000000 |  |  |  | EN |  |  | INST |  | X |  | 00:00:00 | [7 empty] | ENVIRONMENT ONE CORPORATION | EXTREME SERIES AMGP | WH460413 |  | 2003 | C03 | 2003 | GRINDER | 1831010 | CM03_100 | C03 |  |  | ACTV | 2019-05-29 | ZYNDAK | 2013-06-25 | PINTOM | 2019-05-29 | M | E_GRINDER | EB3CB
10068844 | PUMP, GRINDER, E-ONE | E-S-C03-C-027-GP019 | [9 empty] | IE000000000010068844 | GRINDER UNIT, 289 N. MAIN, HOLLAND |  |  |  |  | 0000000000 |  |  |  | EN |  |  | INST |  | X |  | 00:00:00 | [7 empty] | ENVIRONMENT ONE CORPORATION | EXTREME SERIES AMGP | WH460478 |  | 2003 | C03 | 2003 | GRINDER | 1831010 | CM03_100 | C03 |  |  | ACTV | 2019-05-29 | ZYNDAK | 2013-06-25 | PINTOM | 2019-05-29 | M | E_GRINDER | EB3CB
10068302 | PUMP, GRINDER, E-ONE, PUMP #1 | E-S-C03-C-027-GP020 | SAP80250 | [8 empty] | IE000000000010068302 | GRINDER UNIT, DUPLEX, 279 N. MAIN, HOLLA |  |  |  |  | 0000000000 |  |  |  | EN |  |  | INST |  | X |  | 00:00:00 | [7 empty] | ENVIRONMENT ONE CORPORATION | EXTREME SERIES AMGP | WH408045 |  | 2003 | C03 | 2003 | GRINDER | 1831010 | CM03_100 | C03 |  |  | ACTV | 2021-12-02 | DZIWULS2 | 2012-03-22 | PINTOM | 2021-12-02 | M | E_GRINDER | EB3CD
10068882 | PUMP, GRINDER, E-ONE | E-S-C03-C-027-GP020 | [9 empty] | IE000000000010068882 | GRINDER UNIT, DUPLEX, 279 N. MAIN, HOLLA |  |  |  |  | 0000000000 |  |  |  | EN |  |  | INST |  | X |  | 00:00:00 | [7 empty] | ENVIRONMENT ONE CORPORATION | EXTREME SERIES AMGP | WH460403 |  | 2003 | C03 | 2003 | GRINDER | 1831010 | CM03_100 | C03 |  |  | ACTV | 2021-12-13 | ZYNDAK | 2013-06-25 | PINTOM | 2021-12-13 | M | E_GRINDER | EB3CD
10063122 | PUMP, GRINDER, E-ONE | E-S-C03-C-027-GP021 | 327G132A | [8 empty] | IE000000000010063122 | GRINDER UNIT, 273 N. MAIN, HOLLAND |  |  |  |  | 0000000000 |  |  |  | EN |  |  | INST |  | X |  | 00:00:00 | [8 empty] | EXTREME SERIES AMGP | WH407446 |  | 2003 | C03 | 2003 | GRINDER | 1831010 | CM03_100 | C03 |  |  | ACTV | 2022-07-06 | DZIWULS2 | 2012-03-02 | PINTOM | 2022-07-06 | M | E_GRINDER | EB3CE
10068290 | PUMP, GRINDER, E-ONE | E-S-C03-C-027-GP022 | SAP80238 | [8 empty] | IE000000000010068290 | GRINDER UNIT, 265 N. MAIN, HOLLAND |  |  |  |  | 0000000000 |  |  |  | EN |  |  | INST |  | X |  | 00:00:00 | [7 empty] | ENVIRONMENT ONE CORPORATION | EXTREME SERIES AMGP | WH407453 |  | 2003 | C03 | 2003 | GRINDER | 1831010 | CM03_100 | C03 |  |  | ACTV | 2017-01-04 | DZIWULS2 | 2012-03-22 | PINTOM | 2017-01-04 | M | E_GRINDER | EB3CF
10068837 | PUMP, GRINDER, E-ONE | E-S-C03-C-027-GP023 | [9 empty] | IE000000000010068837 | GRINDER UNIT, 253 N. MAIN, HOLLAND |  |  |  |  | 0000000000 |  |  |  | EN |  |  | INST |  | X |  | 00:00:00 | [7 empty] | ENVIRONMENT ONE CORPORATION | EXTREME SERIES AMGP | WH460752 |  | 2003 | C03 | 2003 | GRINDER | 1831010 | CM03_100 | C03 |  |  | ACTV | 2016-07-27 | ZYNDAK | 2013-06-25 | PINTOM | 2016-07-27 | M | E_GRINDER | EB3D1
10069217 | PUMP, GRINDER, E-ONE | E-S-C03-C-027-GP024 | [9 empty] | IE000000000010069217 | GRINDER UNIT, 241 N. MAIN, HOLLAND |  |  |  |  | 0000000000 |  |  |  | EN |  |  | INST |  | X |  | 00:00:00 | [7 empty] | ENVIRONMENT ONE CORPORATION | EXTREME SERIES AMGP | WH407445 |  | 2003 | C03 | 2003 | GRINDER | 1831010 | CM03_100 | C03 |  |  | ACTV | 2016-11-02 | ZYNDAK | 2013-09-24 | PINTOM | 2016-11-02 | M | E_GRINDER | EB3D4
10080991 | PUMP, GRINDER, E-ONE | E-S-C03-C-027-GP025 | [9 empty] | IE000000000010080991 | GRINDER UNIT, 227 N. MAIN, HOLLAND |  |  |  |  | 0000000000 |  |  |  | EN |  |  | INST |  | X |  | 00:00:00 | [8 empty] | EXTREME SERIES AMGP | WH685693 |  | 2003 | C03 | 2003 | GRINDER | 1831010 | CM03_100 | C03 |  |  | ACTV | 2020-11-17 | PINTOM | 2020-11-13 | PINTOM | 2020-11-17 | M | E_GRINDER | EB3D8
10063016 | PUMP, GRINDER, E-ONE | E-S-C03-C-027-GP026 | 327G026A | [8 empty] | IE000000000010063016 | GRINDER UNIT, 215 N. MAIN, HOLLAND |  |  |  |  | 0000000000 |  |  |  | EN |  |  | INST |  | X |  | 00:00:00 | [8 empty] | EXTREME SERIES AMGP | WH369983 |  | 2003 | C03 | 2003 | GRINDER | 1831010 | CM03_100 | C03 |  |  | ACTV | 2011-01-01 | DZIWULS2 | 2012-03-02 | CURRENTJ | 2015-12-16 | M | E_GRINDER | EB3D9
10063043 | PUMP, GRINDER, E-ONE | E-S-C03-C-027-GP027 | 327G053A | [8 empty] | IE000000000010063043 | GRINDER UNIT, 211 N. MAIN, HOLLAND |  |  |  |  | 0000000000 |  |  |  | EN |  |  | INST |  | X |  | 00:00:00 | [8 empty] | EXTREME SERIES AMGP | WH407480 |  | 2003 | C03 | 2003 | GRINDER | 1831010 | CM03_100 | C03 |  |  | ACTV | 2022-03-18 | DZIWULS2 | 2012-03-02 | PINTOM | 2022-03-18 | M | E_GRINDER | EB3DA
10068153 | PUMP, GRINDER, E-ONE | E-S-C03-C-027-GP029 | SAP80087 | [8 empty] | IE000000000010068153 | GRINDER UNIT, 199 N. MAIN, HOLLAND |  |  |  |  | 0000000000 |  |  |  | EN |  |  | INST |  | X |  | 00:00:00 | [7 empty] | ENVIRONMENT ONE CORPORATION | EXTREME SERIES AMGP | WH427370 |  | 2003 | C03 | 2003 | GENL | 1831010 | CM03_100 | C03 |  |  | ACTV | 2014-02-10 | DZIWULS2 | 2012-03-22 | CURRENTJ | 2015-12-16 | M | E_GRINDER | EB3DB
10063020 | PUMP, GRINDER, E-ONE | E-S-C03-C-027-GP030 | 327G030A | [8 empty] | IE000000000010063020 | GRINDER UNIT, 195 N. MAIN, HOLLAND |  |  |  |  | 0000000000 |  |  |  | EN |  |  | INST |  | X |  | 00:00:00 | [8 empty] | EXTREME SERIES AMGP | WH355588 |  | 2003 | C03 | 2003 | GRINDER | 1831010 | CM03_100 | C03 |  |  | ACTV | 2011-01-01 | DZIWULS2 | 2012-03-02 | CURRENTJ | 2015-12-16 | M | E_GRINDER | EB3DC
10063077 | PUMP, GRINDER, E-ONE | E-S-C03-C-027-GP031 | 327G087A | [8 empty] | IE000000000010063077 | GRINDER UNIT, 128 N. MAIN, HOLLAND |  |  |  |  | 0000000000 |  |  |  | EN |  |  | INST |  | X |  | 00:00:00 | [8 empty] | EXTREME SERIES AMGP | WH408409 |  | 2003 | C03 | 2003 | GRINDER | 1831010 | CM03_100 | C03 |  |  | ACTV | 2021-06-29 | DZIWULS2 | 2012-03-02 | PINTOM | 2021-06-29 | M | E_GRINDER | EB3F2
10068306 | PUMP, GRINDER, E-ONE | E-S-C03-C-027-GP032 | SAP80254 | [8 empty] | IE000000000010068306 | GRINDER UNIT, 120 N. MAIN, HOLLAND |  |  |  |  | 0000000000 |  |  |  | EN |  |  | INST |  | X |  | 00:00:00 | [7 empty] | ENVIRONMENT ONE CORPORATION | EXTREME SERIES AMGP | WH422435 |  | 2003 | C03 | 2003 | GRINDER | 1831010 | CM03_100 | C03 |  |  | ACTV | 2013-06-10 | DZIWULS2 | 2012-03-22 | CURRENTJ | 2015-12-16 | M | E_GRINDER | EB3E7
10063024 | PUMP, GRINDER, E-ONE | E-S-C03-C-027-GP034 | 327G034A | [8 empty] | IE000000000010063024 | GRINDER UNIT, 100 N. MAIN, HOLLAND |  |  |  |  | 0000000000 |  |  |  | EN |  |  | INST |  | X |  | 00:00:00 | [8 empty] | EXTREME SERIES AMGP | WH407511 |  | 2003 | C03 | 2003 | GRINDER | 1831010 | CM03_100 | C03 |  |  | ACTV | 2011-01-01 | DZIWULS2 | 2012-03-02 | CURRENTJ | 2015-12-16 | M | E_GRINDER | EB3FB
10063025 | PUMP, GRINDER, E-ONE | E-S-C03-C-027-GP035 | 327G035A | [8 empty] | IE000000000010063025 | GRINDER UNIT, 21 CONTINENTAL, HOLLAND |  |  |  |  | 0000000000 |  |  |  | EN |  |  | INST |  | X |  | 00:00:00 | [8 empty] | EXTREME SERIES AMGP | WH363935 |  | 2003 | C03 | 2003 | GRINDER | 1831010 | CM03_100 | C03 |  |  | ACTV | 2011-01-01 | DZIWULS2 | 2012-03-02 | CURRENTJ | 2015-12-16 | M | E_GRINDER | EB3F3
10063026 | PUMP, GRINDER, E-ONE | E-S-C03-C-027-GP036 | 327G036A | [8 empty] | IE000000000010063026 | GRINDER UNIT, 26 CONTINENTAL, HOLLAND |  |  |  |  | 0000000000 |  |  |  | EN |  |  | INST |  | X |  | 00:00:00 | [8 empty] | EXTREME SERIES AMGP | WH337919 |  | 2003 | C03 | 2003 | GRINDER | 1831010 | CM03_100 | C03 |  |  | ACTV | 2011-01-01 | DZIWULS2 | 2012-03-02 | CURRENTJ | 2015-12-16 | M | E_GRINDER | EB3F4
10068093 | PUMP, GRINDER, E-ONE | E-S-C03-C-027-GP037 | SAP80027 | [8 empty] | IE000000000010068093 | GRINDER UNIT, 34 CONTINENTAL, HOLLAND |  |  |  |  | 0000000000 |  |  |  | EN |  |  | INST |  | X |  | 00:00:00 | [7 empty] | ENVIRONMENT ONE CORPORATION | EXTREME SERIES AMGP | WH426895 |  | 2003 | C03 | 2003 | GENL | 1831010 | CM03_100 | C03 |  |  | ACTV | 2021-11-12 | DZIWULS2 | 2012-03-22 | PINTOM | 2021-11-12 | M | E_GRINDER | EB3F7
10069177 | PUMP, GRINDER, E-ONE | E-S-C03-C-027-GP038 | [9 empty] | IE000000000010069177 | GRINDER UNIT, 24 CONTINENTAL, HOLLAND |  |  |  |  | 0000000000 |  |  |  | EN |  |  | INST |  | X |  | 00:00:00 | [7 empty] | ENVIRONMENT ONE CORPORATION | EXTREME SERIES AMGP | WH407429 |  | 2003 | C03 | 2003 | GRINDER | 1831010 | CM03_100 | C03 |  |  | ACTV | 2022-11-30 | ZYNDAK | 2013-08-30 | PHILLIPP | 2022-11-30 | M | E_GRINDER | WH407429
10063180 | PUMP, GRINDER, E-ONE | E-S-C03-C-027-GP039 | 327G191A | [8 empty] | IE000000000010063180 | GRINDER UNIT, 94 N. MAIN, HOLLAND |  |  |  |  | 0000000000 |  |  |  | EN |  |  | INST |  | X |  | 00:00:00 | [8 empty] | EXTREME SERIES AMGP | WH337922 |  | 2003 | C03 | 2003 | GRINDER | 1831010 | CM03_100 | C03 |  |  | ACTV | 2018-01-18 | DZIWULS2 | 2012-03-02 | PINTOM | 2018-01-18 | M | E_GRINDER | EB3FC
10068888 | PUMP, GRINDER, E-ONE | E-S-C03-C-027-GP040 | [9 empty] | IE000000000010068888 | GRINDER UNIT, 78 N. MAIN, HOLLAND |  |  |  |  | 0000000000 |  |  |  | EN |  |  | INST |  | X |  | 00:00:00 | [7 empty] | ENVIRONMENT ONE CORPORATION | EXTREME SERIES AMGP | WH460631 |  | 2003 | C03 | 2003 | GRINDER | 1831010 | CM03_100 | C03 |  |  | ACTV | 2016-06-14 | ZYNDAK | 2013-06-25 | PINTOM | 2016-06-14 | M | E_GRINDER | 1A0B89
10068843 | PUMP, GRINDER, E-ONE | E-S-C03-C-027-GP042 | [9 empty] | IE000000000010068843 | GRINDER UNIT, DUPLEX, 70 N. MAIN, HOLLAN |  |  |  |  | 0000000000 |  |  |  | EN |  |  | INST |  | X |  | 00:00:00 | [7 empty] | ENVIRONMENT ONE CORPORATION | EXTREME SERIES AMGP | WH460455 |  | 2003 | C03 | 2003 | GRINDER | 1831010 | CM03_100 | C03 |  |  | ACTV | 2017-07-31 | ZYNDAK | 2013-06-25 | PINTOM | 2017-07-31 | M | E_GRINDER | 19E523
10068884 | PUMP, GRINDER, E-ONE | E-S-C03-C-027-GP042 | [9 empty] | IE000000000010068884 | GRINDER UNIT, DUPLEX, 70 N. MAIN, HOLLAN |  |  |  |  | 0000000000 |  |  |  | EN |  |  | INST |  | X |  | 00:00:00 | [7 empty] | ENVIRONMENT ONE CORPORATION | EXTREME SERIES AMGP | WH460440 |  | 2003 | C03 | 2003 | GRINDER | 1831010 | CM03_100 | C03 |  |  | ACTV | 2017-07-31 | ZYNDAK | 2013-06-25 | PINTOM | 2017-07-31 | M | E_GRINDER | 19E523
10068155 | PUMP, GRINDER, E-ONE | E-S-C03-C-027-GP043 | SAP80089 | [8 empty] | IE000000000010068155 | GRINDER UNIT, DUPLEX, 62 N. MAIN, HOLLAN |  |  |  |  | 0000000000 |  |  |  | EN |  |  | INST |  | X |  | 00:00:00 | [7 empty] | ENVIRONMENT ONE CORPORATION | EXTREME SERIES AMGP | WH427372 |  | 2003 | C03 | 2003 | GENL | 1831010 | CM03_100 | C03 |  |  | ACTV | 2018-11-13 | DZIWULS2 | 2012-03-22 | PINTOM | 2018-11-13 | M | E_GRINDER | EB3FF
10068105 | PUMP, GRINDER, E-ONE | E-S-C03-C-027-GP044 | SAP80039 | [8 empty] | IE000000000010068105 | GRINDER UNIT, 56/58 N. MAIN, HOLLAND |  |  |  |  | 0000000000 |  |  |  | EN |  |  | INST |  | X |  | 00:00:00 | [7 empty] | ENVIRONMENT ONE CORPORATION | EXTREME SERIES AMGP | WH427074 |  | 2003 | C03 | 2003 | GRINDER | 1831010 | CM03_100 | C03 |  |  | ACTV | 2018-09-27 | DZIWULS2 | 2012-03-22 | PINTOM | 2018-09-27 | M | E_GRINDER | EB400
10063035 | PUMP, GRINDER, MYERS | E-S-C03-C-027-GP045 | 327G045A | [8 empty] | IE000000000010063035 | GRINDER UNIT, 46 N. MAIN, HOLLAND |  |  |  |  | 0000000000 |  |  |  | EN |  |  | INST |  | X |  | 00:00:00 | [8 empty] | WG20 |  |  | 2003 | C03 | 2003 | GRINDER | 1831010 | CM03_100 | C03 |  |  | ACTV | 2011-01-01 | DZIWULS2 | 2012-03-02 | CURRENTJ | 2015-12-16 | M | E_GRINDER | EB401
10068859 | PUMP, GRINDER, E-ONE | E-S-C03-C-027-GP046 | [9 empty] | IE000000000010068859 | GRINDER UNIT, 30 N. MAIN, HOLLAND |  |  |  |  | 0000000000 |  |  |  | EN |  |  | INST |  | X |  | 00:00:00 | [7 empty] | ENVIRONMENT ONE CORPORATION | EXTREME SERIES AMGP | WH460629 |  | 2003 | C03 | 2003 | GRINDER | 1831010 | CM03_100 | C03 |  |  | ACTV | 2021-09-21 | ZYNDAK | 2013-06-25 | PINTOM | 2021-09-21 | M | E_GRINDER | EB45C
10063037 | PUMP, GRINDER, MYERS | E-S-C03-C-027-GP047 | 327G047A | [8 empty] | IE000000000010063037 | GRINDER UNIT, 20 N. MAIN, HOLLAND |  |  |  |  | 0000000000 |  |  |  | EN |  |  | INST |  | X |  | 00:00:00 | [8 empty] | WG20 |  |  | 2003 | C03 | 2003 | GRINDER | 1831010 | CM03_100 | C03 |  |  | ACTV | 2011-01-01 | DZIWULS2 | 2012-03-02 | CURRENTJ | 2015-12-16 | M | E_GRINDER | EB452
10063038 | PUMP, GRINDER, MYERS | E-S-C03-C-027-GP048 | 327G048A | [8 empty] | IE000000000010063038 | GRINDER UNIT, 18 N. MAIN, HOLLAND |  |  |  |  | 0000000000 |  |  |  | EN |  |  | INST |  | X |  | 00:00:00 | [8 empty] | WG20 |  |  | 2003 | C03 | 2003 | GRINDER | 1831010 | CM03_100 | C03 |  |  | ACTV | 2011-01-01 | DZIWULS2 | 2012-03-02 | CURRENTJ | 2015-12-16 | M | E_GRINDER | EB453
10063197 | PUMP, GRINDER, E-ONE | E-S-C03-C-027-GP048 | 327G208A | [8 empty] | IE000000000010063197 | GRINDER UNIT, 18 N. MAIN, HOLLAND |  |  |  |  | 0000000000 |  |  |  | EN |  |  | INST |  | X |  | 00:00:00 | [8 empty] | EXTREME SERIES AMGP | WH408387 |  | 2003 | C03 | 2003 | GRINDER | 1831010 | CM03_100 | C03 |  |  | ACTV | 2020-10-22 | DZIWULS2 | 2012-03-02 | PINTOM | 2020-10-22 | M | E_GRINDER | EB453
10063358 | PUMP, GRINDER, MYERS, #2 | E-S-C03-C-027-GP049 | 327G049B | [8 empty] | IE000000000010063358 | GRINDER UNIT, DUPLEX, 2 N. MAIN, HOLLAND |  |  |  |  | 0000000000 |  |  |  | EN |  |  | INST |  | X |  | 00:00:00 | [8 empty] | WG20 |  |  | 2003 | C03 | 2003 | GRINDER | 1831010 | CM03_100 | C03 |  |  | ACTV | 2011-01-01 | DZIWULS2 | 2012-03-02 | CURRENTJ | 2015-12-16 | M | E_GRINDER | EB457
10081625 | PUMP, E-ONE | E-S-C03-C-027-GP049 |  |  |  | WH/U200 | [5 empty] | IE000000000010081625 | GRINDER UNIT, DUPLEX, 2 N. MAIN, HOLLAND |  |  |  |  | 0000000000 |  |  |  | EN |  |  | INST |  | X |  | 00:00:00 |  |  | USD |  |  |  |  | E ONE | U200A10ADF | WH807896 |  | 2003 | C03 | 2003 | PUMP | 1831010 | CM03_100 | C03 |  |  | ACTV | 2022-09-27 | CANESTRS | 2022-09-06 | CANESTRS | 2022-09-27 | M | E_GRINDER | EB457
10081627 | PUMP, E-ONE | E-S-C03-C-027-GP049 |  |  |  | WH/U200 | [5 empty] | IE000000000010081627 | GRINDER UNIT, DUPLEX, 2 N. MAIN, HOLLAND |  |  |  |  | 0000000000 |  |  |  | EN |  |  | INST |  | X |  | 00:00:00 |  |  | USD |  |  |  |  | E ONE | U200A10ADF | WH807898 |  | 2003 | C03 | 2003 | PUMP | 1831010 | CM03_100 | C03 |  |  | ACTV | 2022-09-27 | CANESTRS | 2022-09-06 | CANESTRS | 2022-09-27 | M | E_GRINDER | EB457
10068297 | PUMP, GRINDER, E-ONE | E-S-C03-C-027-GP050 | SAP80245 | [8 empty] | IE000000000010068297 | GRINDER UNIT, 15 HOLLAND/GLENWOOD |  |  |  |  | 0000000000 |  |  |  | EN |  |  | INST |  | X |  | 00:00:00 | [7 empty] | ENVIRONMENT ONE CORPORATION | EXTREME SERIES AMGP | WH407465 |  | 2003 | C03 | 2003 | GRINDER | 1831010 | CM03_100 | C03 |  |  | ACTV | 2019-10-14 | DZIWULS2 | 2012-03-22 | PINTOM | 2019-10-14 | M | E_GRINDER | EB459
10068311 | PUMP, GRINDER, E-ONE | E-S-C03-C-027-GP051 | SAP80259 | [8 empty] | IE000000000010068311 | GRINDER UNIT, 23 HOLLAND/GLENWOOD |  |  |  |  | 0000000000 |  |  |  | EN |  |  | INST |  | X |  | 00:00:00 | [7 empty] | ENVIRONMENT ONE CORPORATION | EXTREME SERIES AMGP | WH422441 |  | 2003 | C03 | 2003 | GRINDER | 1831010 | CM03_100 | C03 |  |  | ACTV | 2013-06-10 | DZIWULS2 | 2012-03-22 | CURRENTJ | 2015-12-16 | M | E_GRINDER | EB450
10063042 | PUMP, GRINDER, E-ONE | E-S-C03-C-027-GP052 | 327G052A | [8 empty] | IE000000000010063042 | GRINDER UNIT, 35 HOLLAND/GLENWOOD |  |  |  |  | 0000000000 |  |  |  | EN |  |  | INST |  | X |  | 00:00:00 | [8 empty] | EXTREME SERIES AMGP | WH407469 |  | 2003 | C03 | 2003 | GRINDER | 1831010 | CM03_100 | C03 |  |  | ACTV | 2011-01-01 | DZIWULS2 | 2012-03-02 | CURRENTJ | 2015-12-16 | M | E_GRINDER | EB447
10068133 | PUMP, GRINDER, E-ONE | E-S-C03-C-027-GP053 | SAP80067 | [8 empty] | IE000000000010068133 | GRINDER UNIT, 41/43 HOLLAND/GLENWOOD |  |  |  |  | 0000000000 |  |  |  | EN |  |  | INST |  | X |  | 00:00:00 | [7 empty] | ENVIRONMENT ONE CORPORATION | EXTREME SERIES AMGP | WH427209 |  | 2003 | C03 | 2003 | GENL | 1831010 | CM03_100 | C03 |  |  | ACTV | 2019-09-10 | DZIWULS2 | 2012-03-22 | PINTOM | 2019-09-10 | M | E_GRINDER | 19E3CC
10062962 | PUMP, GRINDER, E-ONE | E-S-C03-C-027-GP054 | 325G009A | [8 empty] | IE000000000010062962 | GRINDER UNIT, 49 HOLLAND/GLENWOOD |  |  |  |  | 0000000000 |  |  |  | EN |  |  | INST |  | X |  | 00:00:00 | [8 empty] | EXTREME SERIES AMGP | WH408394 |  | 2003 | C03 | 2003 | GRINDER | 1831010 | CM03_100 | C03 |  |  | ACTV | 2021-09-29 | DZIWULS2 | 2012-03-02 | PINTOM | 2021-09-29 | M | E_GRINDER | EB402
10068312 | PUMP, GRINDER, E-ONE | E-S-C03-C-027-GP055 | SAP80260 | [8 empty] | IE000000000010068312 | GRINDER UNIT, 65 HOLLAND/GLENWOOD |  |  |  |  | 0000000000 |  |  |  | EN |  |  | INST |  | X |  | 00:00:00 | [7 empty] | ENVIRONMENT ONE CORPORATION | EXTREME SERIES AMGP | WH422466 |  | 2003 | C03 | 2003 | GRINDER | 1831010 | CM03_100 | C03 |  |  | ACTV | 2013-06-10 | DZIWULS2 | 2012-03-22 | CURRENTJ | 2015-12-16 | M | E_GRINDER | EB403
10063046 | PUMP, GRINDER, E-ONE | E-S-C03-C-027-GP056 | 327G056A | [8 empty] | IE000000000010063046 | GRINDER UNIT, 67 HOLLAND/GLENWOOD |  |  |  |  | 0000000000 |  |  |  | EN |  |  | INST |  | X |  | 00:00:00 | [8 empty] | EXTREME SERIES AMGP | WH407474 |  | 2003 | C03 | 2003 | GRINDER | 1831010 | CM03_100 | C03 |  |  | ACTV | 2011-01-01 | DZIWULS2 | 2012-03-02 | CURRENTJ | 2015-12-16 | M | E_GRINDER | EB404
10068313 | PUMP, GRINDER, E-ONE | E-S-C03-C-027-GP057 | SAP80261 | [8 empty] | IE000000000010068313 | GRINDER UNIT, 116 HOLLAND/GLENWOOD |  |  |  |  | 0000000000 |  |  |  | EN |  |  | INST |  | X |  | 00:00:00 | [7 empty] | ENVIRONMENT ONE CORPORATION | EXTREME SERIES AMGP | WH422437 |  | 2003 | C03 | 2003 | GRINDER | 1831010 | CM03_100 | C03 |  |  | ACTV | 2013-06-10 | DZIWULS2 | 2012-03-22 | CURRENTJ | 2015-12-16 | M | E_GRINDER | 19E3BA
10063189 | PUMP, GRINDER, E-ONE | E-S-C03-C-027-GP058 | 327G200A | [8 empty] | IE000000000010063189 | GRINDER UNIT, 122 HOLLAND/GLENWOOD |  |  |  |  | 0000000000 |  |  |  | EN |  |  | INST |  | X |  | 00:00:00 | [8 empty] | EXTREME SERIES AMGP | WH355586 |  | 2003 | C03 | 2003 | GRINDER | 1831010 | CM03_100 | C03 |  |  | ACTV | 2017-06-08 | DZIWULS2 | 2012-03-02 | PINTOM | 2017-06-08 | M | E_GRINDER | EB42A
10063145 | PUMP, GRINDER, E-ONE | E-S-C03-C-027-GP059 | 327G156A | [8 empty] | IE000000000010063145 | GRINDER UNIT, 136 HOLLAND/GLENWOOD |  |  |  |  | 0000000000 |  |  |  | EN |  |  | INST |  | X |  | 00:00:00 | [8 empty] | EXTREME SERIES AMGP | WH364059 |  | 2003 | C03 | 2003 | GRINDER | 1831010 | CM03_100 | C03 |  |  | ACTV | 2022-03-30 | DZIWULS2 | 2012-03-02 | PINTOM | 2022-03-30 | M | E_GRINDER | EB429
10081618 | PUMP, E-ONE | E-S-C03-C-027-GP060 |  |  |  | WH/U200 | [5 empty] | IE000000000010081618 | GRINDER UNIT, 146 HOLLAND/GLENWOOD |  |  |  |  | 0000000000 |  |  |  | EN |  |  | INST |  | X |  | 00:00:00 |  |  | USD |  |  |  |  | E ONE | U200A10ADF | WH807888 |  | 2003 | C03 | 2003 | PUMP | 1831010 | CM03_100 | C03 |  |  | ACTV | 2022-10-25 | CANESTRS | 2022-09-06 | PHILLIPP | 2022-10-25 | M | E_GRINDER | EB428
10063051 | PUMP, GRINDER, E-ONE | E-S-C03-C-027-GP061 | 327G061A | [8 empty] | IE000000000010063051 | GRINDER UNIT, 152 HOLLAND/GLENWOOD |  |  |  |  | 0000000000 |  |  |  | EN |  |  | INST |  | X |  | 00:00:00 | [8 empty] | EXTREME SERIES AMGP | WH407410 |  | 2003 | C03 | 2003 | GRINDER | 1831010 | CM03_100 | C03 |  |  | ACTV | 2011-01-01 | DZIWULS2 | 2012-03-02 | CURRENTJ | 2015-12-16 | M | E_GRINDER | EB427
10068835 | PUMP, GRINDER, E-ONE | E-S-C03-C-027-GP062 | [9 empty] | IE000000000010068835 | GRINDER UNIT, 164 HOLLAND/GLENWOOD |  |  |  |  | 0000000000 |  |  |  | EN |  |  | INST |  | X |  | 00:00:00 | [7 empty] | ENVIRONMENT ONE CORPORATION | EXTREME SERIES AMGP | WH460454 |  | 2003 | C03 | 2003 | GRINDER | 1831010 | CM03_100 | C03 |  |  | ACTV | 2017-08-10 | ZYNDAK | 2013-06-25 | PINTOM | 2017-08-10 | M | E_GRINDER | EB426
10062917 | PUMP, GRINDER, E-ONE | E-S-C03-C-027-GP063 | 321G001A | [8 empty] | IE000000000010062917 | GRINDER UNIT, 176 HOLLAND/GLENWOOD |  |  |  |  | 0000000000 |  |  |  | EN |  |  | INST |  | X |  | 00:00:00 | [8 empty] | EXTREME SERIES AMGP | WH407455 |  | 2003 | C03 | 2003 | GRINDER | 1831010 | CM03_100 | C03 |  |  | ACTV | 2018-03-21 | DZIWULS2 | 2012-03-02 | PINTOM | 2018-03-21 | M | E_GRINDER | EB425
10068298 | PUMP, GRINDER, E-ONE | E-S-C03-C-027-GP064 | SAP80246 | [8 empty] | IE000000000010068298 | GRINDER UNIT, 184 HOLLAND/GLENWOOD |  |  |  |  | 0000000000 |  |  |  | EN |  |  | INST |  | X |  | 00:00:00 | [7 empty] | ENVIRONMENT ONE CORPORATION | EXTREME SERIES AMGP | WH407413 |  | 2003 | C03 | 2003 | GRINDER | 1831010 | CM03_100 | C03 |  |  | ACTV | 2013-06-10 | DZIWULS2 | 2012-03-22 | CURRENTJ | 2015-12-16 | M | E_GRINDER | EB423
10063123 | PUMP, GRINDER, E-ONE | E-S-C03-C-027-GP065 | 327G133A | [8 empty] | IE000000000010063123 | GRINDER UNIT, 200 HOLLAND/GLENWOOD |  |  |  |  | 0000000000 |  |  |  | EN |  |  | INST |  | X |  | 00:00:00 | [8 empty] | EXTREME SERIES AMGP | WH407460 |  | 2003 | C03 | 2003 | GRINDER | 1831010 | CM03_100 | C03 |  |  | ACTV | 2021-08-13 | DZIWULS2 | 2012-03-02 | PINTOM | 2021-08-13 | M | E_GRINDER | EB422
10068125 | PUMP, GRINDER, E-ONE | E-S-C03-C-027-GP066 | SAP80059 | [8 empty] | IE000000000010068125 | GRINDER UNIT, 210 HOLLAND/GLENWOOD |  |  |  |  | 0000000000 |  |  |  | EN |  |  | INST |  | X |  | 00:00:00 | [7 empty] | ENVIRONMENT ONE CORPORATION | EXTREME SERIES AMGP | WH427110 |  | 2003 | C03 | 2003 | GRINDER | 1831010 | CM03_100 | C03 |  |  | ACTV | 2020-02-11 | DZIWULS2 | 2012-03-22 | PINTOM | 2020-02-11 | M | E_GRINDER | EB421
10063057 | PUMP, GRINDER, E-ONE | E-S-C03-C-027-GP067 | 327G067A | [8 empty] | IE000000000010063057 | GRINDER UNIT, 220 HOLLAND/GLENWOOD |  |  |  |  | 0000000000 |  |  |  | EN |  |  | INST |  | X |  | 00:00:00 | [8 empty] | EXTREME SERIES AMGP | WH355595 |  | 2003 | C03 | 2003 | GRINDER | 1831010 | CM03_100 | C03 |  |  | ACTV | 2011-01-01 | DZIWULS2 | 2012-03-02 | CURRENTJ | 2015-12-16 | M | E_GRINDER | EB420
10063058 | PUMP, GRINDER, E-ONE | E-S-C03-C-027-GP068 | 327G068A | [8 empty] | IE000000000010063058 | GRINDER UNIT, 222 HOLLAND/GLENWOOD |  |  |  |  | 0000000000 |  |  |  | EN |  |  | INST |  | X |  | 00:00:00 | [8 empty] | EXTREME SERIES AMGP | WH369979 |  | 2003 | C03 | 2003 | GRINDER | 1831010 | CM03_100 | C03 |  |  | ACTV | 2011-01-01 | DZIWULS2 | 2012-03-02 | CURRENTJ | 2015-12-16 | M | E_GRINDER | EB41E
10063169 | PUMP, GRINDER, E-ONE | E-S-C03-C-027-GP069 | 327G180A | [8 empty] | IE000000000010063169 | GRINDER UNIT, 234 HOLLAND/GLENWOOD |  |  |  |  | 0000000000 |  |  |  | EN |  |  | INST |  | X |  | 00:00:00 | [8 empty] | EXTREME SERIES AMGP | WH369975 |  | 2003 | C03 | 2003 | GRINDER | 1831010 | CM03_100 | C03 |  |  | ACTV | 2019-07-10 | DZIWULS2 | 2012-03-02 | PINTOM | 2019-07-10 | M | E_GRINDER | EB41F
10068163 | PUMP, GRINDER, E-ONE | E-S-C03-C-027-GP070 | SAP80097 | [8 empty] | IE000000000010068163 | GRINDER UNIT, 85 HOLLAND/GLENWOOD |  |  |  |  | 0000000000 |  |  |  | EN |  |  | INST |  | X |  | 00:00:00 | [7 empty] | ENVIRONMENT ONE CORPORATION | EXTREME SERIES AMGP | WH427383 |  | 2003 | C03 | 2003 | GRINDER | 1831010 | CM03_100 | C03 |  |  | ACTV | 2021-04-12 | DZIWULS2 | 2012-03-22 | PINTOM | 2021-04-12 | M | E_GRINDER | EB405
10063198 | PUMP, GRINDER, E-ONE | E-S-C03-C-027-GP072 | 327G209A | [8 empty] | IE000000000010063198 | GRINDER UNIT, 109 HOLLAND/GLENWOOD |  |  |  |  | 0000000000 |  |  |  | EN |  |  | INST |  | X |  | 00:00:00 | [8 empty] | EXTREME SERIES AMGP | WH408014 |  | 2003 | C03 | 2003 | GRINDER | 1831010 | CM03_100 | C03 |  |  | ACTV | 2022-01-31 | DZIWULS2 | 2012-03-02 | PINTOM | 2022-01-31 | M | E_GRINDER | EB407
10081481 | PUMP, E-ONE | E-S-C03-C-027-GP073 |  |  |  | WH/U200 | [5 empty] | IE000000000010081481 | GRINDER UNIT, 115 HOLLAND/GLENWOOD |  |  |  |  | 0000000000 |  |  |  | EN |  |  | INST |  | X |  | 00:00:00 |  |  | USD |  |  |  |  | E-ONE | U200A10ADF | WH773310 |  | 2003 | C03 | 2003 | PUMP | 1831010 | CM03_100 | C03 |  |  | ACTV | 2022-07-28 | PINTOM | 2022-02-02 | PINTOM | 2022-07-28 | M | E_PUMP | EB408
10068822 | PUMP, GRINDER, E-ONE | E-S-C03-C-027-GP074 | [9 empty] | IE000000000010068822 | GRINDER UNIT, 123 HOLLAND/GLENWOOD |  |  |  |  | 0000000000 |  |  |  | EN |  |  | INST |  | X |  | 00:00:00 | [7 empty] | ENVIRONMENT ONE CORPORATION | EXTREME SERIES AMGP | WH457543 |  | 2003 | C03 | 2003 | GRINDER | 1831010 | CM03_100 | C03 |  |  | ACTV | 2017-07-12 | ZYNDAK | 2013-06-25 | PINTOM | 2017-07-12 | M | E_GRINDER | EB409
10063063 | PUMP, GRINDER, E-ONE | E-S-C03-C-027-GP075 | 327G073A | [8 empty] | IE000000000010063063 | GRINDER UNIT, 133 HOLLAND/GLENWOOD |  |  |  |  | 0000000000 |  |  |  | EN |  |  | INST |  | X |  | 00:00:00 | [8 empty] | EXTREME SERIES AMGP | WH368930 |  | 2003 | C03 | 2003 | GRINDER | 1831010 | CM03_100 | C03 |  |  | ACTV | 2019-11-13 | DZIWULS2 | 2012-03-02 | PINTOM | 2019-11-13 | M | E_GRINDER | EB40A
10068083 | PUMP, GRINDER, E-ONE | E-S-C03-C-027-GP076 | SAP80017 | [8 empty] | IE000000000010068083 | GRINDER UNIT, 147 HOLLAND/GLENWOOD |  |  |  |  | 0000000000 |  |  |  | EN |  |  | INST |  | X |  | 00:00:00 | [7 empty] | ENVIRONMENT ONE CORPORATION | EXTREME SERIES AMGP | WH426839 |  | 2003 | C03 | 2003 | GRINDER | 1831010 | CM03_100 | C03 |  |  | ACTV | 2021-12-09 | DZIWULS2 | 2012-03-22 | PINTOM | 2021-12-09 | M | E_GRINDER | EB40C
10068309 | PUMP, GRINDER, E-ONE | E-S-C03-C-027-GP077 | SAP80257 | [8 empty] | IE000000000010068309 | GRINDER UNIT, 163 HOLLAND/GLENWOOD |  |  |  |  | 0000000000 |  |  |  | EN |  |  | INST |  | X |  | 00:00:00 | [7 empty] | ENVIRONMENT ONE CORPORATION | EXTREME SERIES AMGP | WH422456 |  | 2003 | C03 | 2003 | GRINDER | 1831010 | CM03_100 | C03 |  |  | ACTV | 2013-06-10 | DZIWULS2 | 2012-03-22 | CURRENTJ | 2015-12-16 | M | E_GRINDER | EB424
10063062 | PUMP, GRINDER, E-ONE | E-S-C03-C-027-GP078 | 327G072A | [8 empty] | IE000000000010063062 | GRINDER UNIT, 183 HOLLAND/GLENWOOD |  |  |  |  | 0000000000 |  |  |  | EN |  |  | INST |  | X |  | 00:00:00 | [8 empty] | EXTREME SERIES AMGP | WH407471 |  | 2003 | C03 | 2003 | GRINDER | 1831010 | CM03_100 | C03 |  |  | ACTV | 2018-02-28 | DZIWULS2 | 2012-03-02 | PINTOM | 2018-02-28 | M | E_GRINDER | EB40D
10063044 | PUMP, GRINDER, E-ONE | E-S-C03-C-027-GP079 | 327G054A | [8 empty] | IE000000000010063044 | GRINDER UNIT, 205 HOLLAND/GLENWOOD |  |  |  |  | 0000000000 |  |  |  | EN |  |  | INST |  | X |  | 00:00:00 | [8 empty] | EXTREME SERIES AMGP | WH408408 |  | 2003 | C03 | 2003 | GRINDER | 1831010 | CM03_100 | C03 |  |  | ACTV | 2021-05-11 | DZIWULS2 | 2012-03-02 | PINTOM | 2021-05-11 | M | E_GRINDER | EB41D
10063070 | PUMP, GRINDER, E-ONE | E-S-C03-C-027-GP080 | 327G080A | [8 empty] | IE000000000010063070 | GRINDER UNIT, 215 HOLLAND/GLENWOOD |  |  |  |  | 0000000000 |  |  |  | EN |  |  | INST |  | X |  | 00:00:00 | [8 empty] | EXTREME SERIES AMGP | WH363931 |  | 2003 | C03 | 2003 | GRINDER | 1831010 | CM03_100 | C03 |  |  | ACTV | 2011-01-01 | DZIWULS2 | 2012-03-02 | CURRENTJ | 2015-12-16 | M | E_GRINDER | EB41C
10062925 | PUMP, GRINDER, E-ONE | E-S-C03-C-027-GP081 | 321G009A | [8 empty] | IE000000000010062925 | GRINDER UNIT, 225 HOLLAND/GLENWOOD |  |  |  |  | 0000000000 |  |  |  | EN |  |  | INST |  | X |  | 00:00:00 | [8 empty] | EXTREME SERIES AMGP | WH337989 |  | 2003 | C03 | 2003 | GRINDER | 1831010 | CM03_100 | C03 |  |  | ACTV | 2022-03-18 | DZIWULS2 | 2012-03-02 | PINTOM | 2022-03-18 | M | E_GRINDER | EB41A
10063072 | PUMP, GRINDER, E-ONE | E-S-C03-C-027-GP082 | 327G082A | [8 empty] | IE000000000010063072 | GRINDER UNIT, 9 PLEASANT VIEW, HOLLAND |  |  |  |  | 0000000000 |  |  |  | EN |  |  | INST |  | X |  | 00:00:00 | [8 empty] | EXTREME SERIES AMGP | WH407464 |  | 2003 | C03 | 2003 | GRINDER | 1831010 | CM03_100 | C03 |  |  | ACTV | 2011-01-01 | DZIWULS2 | 2012-03-02 | CURRENTJ | 2015-12-16 | M | E_GRINDER | EB417
10068069 | PUMP, GRINDER, E-ONE | E-S-C03-C-027-GP083 | SAP80003 | [8 empty] | IE000000000010068069 | GRINDER UNIT, 35 PLEASANT VIEW, HOLLAND |  |  |  |  | 0000000000 |  |  |  | EN |  |  | INST |  | X |  | 00:00:00 | [7 empty] | ENVIRONMENT ONE CORPORATION | EXTREME SERIES AMGP | WH426755 |  | 2003 | C03 | 2003 | GRINDER | 1831010 | CM03_100 | C03 |  |  | ACTV | 2021-06-29 | DZIWULS2 | 2012-03-22 | PINTOM | 2021-06-29 | M | E_GRINDER | EB416
10068880 | PUMP, GRINDER, E-ONE | E-S-C03-C-027-GP085 | [9 empty] | IE000000000010068880 | GRINDER UNIT, 51 PLEASANT VIEW, HOLLAND |  |  |  |  | 0000000000 |  |  |  | EN |  |  | INST |  | X |  | 00:00:00 | [7 empty] | ENVIRONMENT ONE CORPORATION | EXTREME SERIES AMGP | WH460711 |  | 2003 | C03 | 2003 | GRINDER | 1831010 | CM03_100 | C03 |  |  | ACTV | 2019-12-16 | ZYNDAK | 2013-06-25 | PINTOM | 2019-12-16 | M | E_GRINDER | EB410
10068825 | PUMP, GRINDER, E-ONE | E-S-C03-C-027-GP086 | [9 empty] | IE000000000010068825 | GRINDER UNIT, 58 PLEASANT VIEW, HOLLAND |  |  |  |  | 0000000000 |  |  |  | EN |  |  | INST |  | X |  | 00:00:00 | [7 empty] | ENVIRONMENT ONE CORPORATION | EXTREME SERIES AMGP | WH460429 |  | 2003 | C03 | 2003 | GRINDER | 1831010 | CM03_100 | C03 |  |  | ACTV | 2021-02-10 | ZYNDAK | 2013-06-25 | PINTOM | 2021-02-10 | M | E_GRINDER | EB40F
10063088 | PUMP, GRINDER, E-ONE | E-S-C03-C-027-GP087 | 327G098A | [8 empty] | IE000000000010063088 | GRINDER UNIT, 60 PLEASANT VIEW, HOLLAND |  |  |  |  | 0000000000 |  |  |  | EN |  |  | INST |  | X |  | 00:00:00 | [8 empty] | EXTREME SERIES AMGP | WH394489 |  | 2003 | C03 | 2003 | GRINDER | 1831010 | CM03_100 | C03 |  |  | ACTV | 2021-02-11 | DZIWULS2 | 2012-03-02 | PINTOM | 2021-02-11 | M | E_GRINDER | EB411
10068874 | PUMP, GRINDER, E-ONE | E-S-C03-C-027-GP088 | [9 empty] | IE000000000010068874 | GRINDER UNIT, 63 PLEASANT VIEW, HOLLAND |  |  |  |  | 0000000000 |  |  |  | EN |  |  | INST |  | X |  | 00:00:00 | [7 empty] | ENVIRONMENT ONE CORPORATION | EXTREME SERIES AMGP | WH460630 |  | 2003 | C03 | 2003 | GRINDER | 1831010 | CM03_100 | C03 |  |  | ACTV | 2014-07-17 | ZYNDAK | 2013-06-25 | CURRENTJ | 2015-12-16 | M | E_GRINDER | EB412
10063079 | PUMP, GRINDER, E-ONE | E-S-C03-C-027-GP089 | 327G089A | [8 empty] | IE000000000010063079 | GRINDER UNIT, 82 PLEASANT VIEW, HOLLAND |  |  |  |  | 0000000000 |  |  |  | EN |  |  | INST |  | X |  | 00:00:00 | [8 empty] | EXTREME SERIES AMGP | WH408395 |  | 2003 | C03 | 2003 | GRINDER | 1831010 | CM03_100 | C03 |  |  | ACTV | 2011-01-01 | DZIWULS2 | 2012-03-02 | CURRENTJ | 2015-12-16 | M | E_GRINDER | EB413
10063080 | PUMP, GRINDER, E-ONE | E-S-C03-C-027-GP090 | 327G090A | [8 empty] | IE000000000010063080 | GRINDER UNIT, 85 PLEASANT VIEW, HOLLAND |  |  |  |  | 0000000000 |  |  |  | EN |  |  | INST |  | X |  | 00:00:00 | [8 empty] | EXTREME SERIES AMGP | WH407437 |  | 2003 | C03 | 2003 | GRINDER | 1831010 | CM03_100 | C03 |  |  | ACTV | 2011-01-01 | DZIWULS2 | 2012-03-02 | CURRENTJ | 2015-12-16 | M | E_GRINDER | EB415
10068865 | PUMP, GRINDER, E-ONE | E-S-C03-C-027-GP091 | [9 empty] | IE000000000010068865 | GRINDER UNIT, 264 HOLLAND/GLENWOOD |  |  |  |  | 0000000000 |  |  |  | EN |  |  | INST |  | X |  | 00:00:00 | [7 empty] | ENVIRONMENT ONE CORPORATION | EXTREME SERIES AMGP | WH460703 |  | 2003 | C03 | 2003 | GRINDER | 1831010 | CM03_100 | C03 |  |  | ACTV | 2018-01-12 | ZYNDAK | 2013-06-25 | PINTOM | 2018-01-12 | M | E_GRINDER | 19E3B8
10063204 | PUMP, GRINDER, E-ONE | E-S-C03-C-027-GP092 | 327G215A | [8 empty] | IE000000000010063204 | GRINDER UNIT, 7 S. MAIN, HOLLAND |  |  |  |  | 0000000000 |  |  |  | EN |  |  | INST |  | X |  | 00:00:00 | [8 empty] | EXTREME SERIES AMGP | WH363397 |  | 2003 | C03 | 2003 | GRINDER | 1831010 | CM03_100 | C03 |  |  | ACTV | 2021-11-12 | DZIWULS2 | 2012-03-02 | PINTOM | 2021-11-12 | M | E_GRINDER | EB448
10063015 | PUMP, GRINDER, E-ONE | E-S-C03-C-027-GP093 | 327G025A | [8 empty] | IE000000000010063015 | GRINDER UNIT, 24 HOLLAND/GLENWOOD |  |  |  |  | 0000000000 |  |  |  | EN |  |  | INST |  | X |  | 00:00:00 | [8 empty] | EXTREME SERIES AMGP | WH369991 |  | 2003 | C03 | 2003 | GRINDER | 1831010 | CM03_100 | C03 |  |  | ACTV | 2019-11-18 | DZIWULS2 | 2012-03-02 | PINTOM | 2019-11-18 | M | E_GRINDER | EB446
10063137 | PUMP, GRINDER, E-ONE | E-S-C03-C-027-GP094 | 327G148A | [8 empty] | IE000000000010063137 | GRINDER UNIT, DUPLEX, 17 S. MAIN, HOLLAN |  |  |  |  | 0000000000 |  |  |  | EN |  |  | INST |  | X |  | 00:00:00 | [8 empty] | EXTREME SERIES AMGP | WH364064 |  | 2003 | C03 | 2003 | GRINDER | 1831010 | CM03_100 | C03 |  |  | ACTV | 2021-04-12 | DZIWULS2 | 2012-03-02 | PINTOM | 2021-04-12 | M | E_GRINDER | EB449
10068140 | PUMP, GRINDER, E-ONE | E-S-C03-C-027-GP094 | SAP80074 | [8 empty] | IE000000000010068140 | GRINDER UNIT, DUPLEX, 17 S. MAIN, HOLLAN |  |  |  |  | 0000000000 |  |  |  | EN |  |  | INST |  | X |  | 00:00:00 | [7 empty] | ENVIRONMENT ONE CORPORATION | EXTREME SERIES AMGP | WH427355 |  | 2003 | C03 | 2003 | GENL | 1831010 | CM03_100 | C03 |  |  | ACTV | 2021-04-12 | DZIWULS2 | 2012-03-22 | PINTOM | 2021-04-12 | M | E_GRINDER | EB449
10068883 | PUMP, GRINDER, E-ONE | E-S-C03-C-027-GP095 | [9 empty] | IE000000000010068883 | GRINDER UNIT, 25 S. MAIN, HOLLAND |  |  |  |  | 0000000000 |  |  |  | EN |  |  | INST |  | X |  | 00:00:00 | [7 empty] | ENVIRONMENT ONE CORPORATION | EXTREME SERIES AMGP | WH460422 |  | 2003 | C03 | 2003 | GRINDER | 1831010 | CM03_100 | C03 |  |  | ACTV | 2022-11-30 | ZYNDAK | 2013-06-25 | PHILLIPP | 2022-11-30 | M | E_GRINDER | WH460422
10068124 | PUMP, GRINDER, E-ONE | E-S-C03-C-027-GP096 | SAP80058 | [8 empty] | IE000000000010068124 | GRINDER UNIT, 31 S. MAIN, HOLLAND |  |  |  |  | 0000000000 |  |  |  | EN |  |  | INST |  | X |  | 00:00:00 | [7 empty] | ENVIRONMENT ONE CORPORATION | EXTREME SERIES AMGP | WH427108 |  | 2003 | C03 | 2003 | GENL | 1831010 | CM03_100 | C03 |  |  | ACTV | 2014-09-09 | DZIWULS2 | 2012-03-22 | CURRENTJ | 2015-12-16 | M | E_GRINDER | 52
10068067 | PUMP, GRINDER, E-ONE | E-S-C03-C-027-GP097 | SAP80001 | [8 empty] | IE000000000010068067 | GRINDER UNIT, 39 S. MAIN, HOLLAND |  |  |  |  | 0000000000 |  |  |  | EN |  |  | INST |  | X |  | 00:00:00 | [7 empty] | ENVIRONMENT ONE CORPORATION | EXTREME SERIES AMGP | WH426746 |  | 2003 | C03 | 2003 | GRINDER | 1831010 | CM03_100 | C03 |  |  | ACTV | 2022-11-30 | DZIWULS2 | 2012-03-22 | PHILLIPP | 2022-11-30 | M | E_GRINDER | WH426746
10068285 | PUMP, GRINDER, E-ONE | E-S-C03-C-027-GP098 | SAP80233 | [8 empty] | IE000000000010068285 | GRINDER UNIT, 45 S. MAIN, HOLLAND |  |  |  |  | 0000000000 |  |  |  | EN |  |  | INST |  | X |  | 00:00:00 | [7 empty] | ENVIRONMENT ONE CORPORATION | EXTREME SERIES AMGP | WH408069 |  | 2003 | C03 | 2003 | GRINDER | 1831010 | CM03_100 | C03 |  |  | ACTV | 2021-05-19 | DZIWULS2 | 2012-03-22 | PINTOM | 2021-05-19 | M | E_GRINDER | EB42B
10063089 | PUMP, GRINDER, MYERS, #1 | E-S-C03-C-027-GP099 | 327G099A | [8 empty] | IE000000000010063089 | GRINDER UNIT, DUPLEX, 55 S. MAIN, HOLLAN |  |  |  |  | 0000000000 |  |  |  | EN |  |  | INST |  | X |  | 00:00:00 | [8 empty] | WG20 |  |  | 2003 | C03 | 2003 | GRINDER | 1831010 | CM03_100 | C03 |  |  | ACTV | 2011-01-01 | DZIWULS2 | 2012-03-02 | CURRENTJ | 2015-12-16 | M | E_GRINDER | EB42C
10063361 | PUMP, GRINDER, MYERS, #2 | E-S-C03-C-027-GP099 | 327G099B | [8 empty] | IE000000000010063361 | GRINDER UNIT, DUPLEX, 55 S. MAIN, HOLLAN |  |  |  |  | 0000000000 |  |  |  | EN |  |  | INST |  | X |  | 00:00:00 | [8 empty] | WG20 |  |  | 2003 | C03 | 2003 | GRINDER | 1831010 | CM03_100 | C03 |  |  | ACTV | 2011-01-01 | DZIWULS2 | 2012-03-02 | CURRENTJ | 2015-12-16 | M | E_GRINDER | EB42C
10063091 | PUMP, GRINDER, E-ONE | E-S-C03-C-027-GP101 | 327G101A | [8 empty] | IE000000000010063091 | GRINDER UNIT, 117 S. MAIN, HOLLAND |  |  |  |  | 0000000000 |  |  |  | EN |  |  | INST |  | X |  | 00:00:00 | [8 empty] | EXTREME SERIES AMGP | WH355038 |  | 2003 | C03 | 2003 | GRINDER | 1831010 | CM03_100 | C03 |  |  | ACTV | 2011-01-01 | DZIWULS2 | 2012-03-02 | CURRENTJ | 2015-12-16 | M | E_GRINDER | EB431
10068850 | PUMP, GRINDER, E-ONE | E-S-C03-C-027-GP102 | [9 empty] | IE000000000010068850 | GRINDER UNIT, 139 S. MAIN, HOLLAND |  |  |  |  | 0000000000 |  |  |  | EN |  |  | INST |  | X |  | 00:00:00 | [7 empty] | ENVIRONMENT ONE CORPORATION | EXTREME SERIES AMGP | WH460678 |  | 2003 | C03 | 2003 | GRINDER | 1831010 | CM03_100 | C03 |  |  | ACTV | 2014-11-06 | ZYNDAK | 2013-06-25 | CURRENTJ | 2015-12-16 | M | E_GRINDER | EB433
10068868 | PUMP, GRINDER, E-ONE | E-S-C03-C-027-GP103 | [9 empty] | IE000000000010068868 | GRINDER UNIT, 145 S. MAIN, HOLLAND |  |  |  |  | 0000000000 |  |  |  | EN |  |  | INST |  | X |  | 00:00:00 | [7 empty] | ENVIRONMENT ONE CORPORATION | EXTREME SERIES AMGP | WH460419 |  | 2003 | C03 | 2003 | GRINDER | 1831010 | CM03_100 | C03 |  |  | ACTV | 2019-11-13 | ZYNDAK | 2013-06-25 | PINTOM | 2019-11-13 | M | E_GRINDER | EB434
10063094 | PUMP, GRINDER, E-ONE | E-S-C03-C-027-GP104 | 327G104A | [8 empty] | IE000000000010063094 | GRINDER UNIT, 51 S. MAIN, HOLLAND |  |  |  |  | 0000000000 |  |  |  | EN |  |  | INST |  | X |  | 00:00:00 | [8 empty] | EXTREME SERIES AMGP | WH407443 |  | 2003 | C03 | 2003 | GRINDER | 1831010 | CM03_100 | C03 |  |  | ACTV | 2011-01-01 | DZIWULS2 | 2012-03-02 | CURRENTJ | 2015-12-16 | M | E_GRINDER | EB42B
10068130 | PUMP, GRINDER, E-ONE | E-S-C03-C-027-GP105 | SAP80064 | [8 empty] | IE000000000010068130 | GRINDER UNIT, 24 PEARL, HOLLAND |  |  |  |  | 0000000000 |  |  |  | EN |  |  | INST |  | X |  | 00:00:00 | [7 empty] | ENVIRONMENT ONE CORPORATION | EXTREME SERIES AMGP | WH427196 |  | 2003 | C03 | 2003 | GRINDER | 1831010 | CM03_100 | C03 |  |  | ACTV | 2013-06-10 | DZIWULS2 | 2012-03-22 | CURRENTJ | 2015-12-16 | M | E_GRINDER | EB3F1
10068121 | PUMP, GRINDER, E-ONE | E-S-C03-C-027-GP106 | SAP80055 | [8 empty] | IE000000000010068121 | GRINDER UNIT, 18 PEARL, HOLLAND |  |  |  |  | 0000000000 |  |  |  | EN |  |  | INST |  | X |  | 00:00:00 | [7 empty] | ENVIRONMENT ONE CORPORATION | EXTREME SERIES AMGP | WH427105 |  | 2003 | C03 | 2003 | GRINDER | 1831010 | CM03_100 | C03 |  |  | ACTV | 2013-06-10 | DZIWULS2 | 2012-03-22 | CURRENTJ | 2015-12-16 | M | E_GRINDER | EB462
10068871 | PUMP, GRINDER, E-ONE | E-S-C03-C-027-GP107 | [9 empty] | IE000000000010068871 | GRINDER UNIT, DUPLEX, 61 N. MAIN, HOLLAN |  |  |  |  | 0000000000 |  |  |  | EN |  |  | INST |  | X |  | 00:00:00 | [7 empty] | ENVIRONMENT ONE CORPORATION | EXTREME SERIES AMGP | WH460448 |  | 2003 | C03 | 2003 | GRINDER | 1831010 | CM03_100 | C03 |  |  | ACTV | 2017-06-29 | ZYNDAK | 2013-06-25 | PINTOM | 2017-06-29 | M | E_GRINDER | EB3EF
10068892 | PUMP, GRINDER, E-ONE | E-S-C03-C-027-GP107 | [9 empty] | IE000000000010068892 | GRINDER UNIT, DUPLEX, 61 N. MAIN, HOLLAN |  |  |  |  | 0000000000 |  |  |  | EN |  |  | INST |  | X |  | 00:00:00 | [7 empty] | ENVIRONMENT ONE CORPORATION | EXTREME SERIES AMGP | WH460700 |  | 2003 | C03 | 2003 | GRINDER | 1831010 | CM03_100 | C03 |  |  | ACTV | 2017-06-29 | ZYNDAK | 2013-06-25 | PINTOM | 2017-06-29 | M | E_GRINDER | EB3EF
10063074 | PUMP, GRINDER, E-ONE | E-S-C03-C-027-GP108 | 327G084A | [8 empty] | IE000000000010063074 | GRINDER UNIT, 75 N. MAIN, HOLLAND |  |  |  |  | 0000000000 |  |  |  | EN |  |  | INST |  | X |  | 00:00:00 | [8 empty] | EXTREME SERIES AMGP | WH407494 |  | 2003 | C03 | 2003 | GRINDER | 1831010 | CM03_100 | C03 |  |  | ACTV | 2014-12-22 | DZIWULS2 | 2012-03-02 | CURRENTJ | 2015-12-16 | M | E_GRINDER | EB3F0
10063154 | PUMP, GRINDER, E-ONE | E-S-C03-C-027-GP109 | 327G165A | [8 empty] | IE000000000010063154 | GRINDER UNIT, 81 N. MAIN, HOLLAND |  |  |  |  | 0000000000 |  |  |  | EN |  |  | INST |  | X |  | 00:00:00 | [8 empty] | EXTREME SERIES AMGP | WH364079 |  | 2003 | C03 | 2003 | GRINDER | 1831010 | CM03_100 | C03 |  |  | ACTV | 2019-08-05 | DZIWULS2 | 2012-03-02 | PINTOM | 2019-08-05 | M | E_GRINDER | EB3ED
10068823 | PUMP, GRINDER, E-ONE | E-S-C03-C-027-GP110 | [9 empty] | IE000000000010068823 | GRINDER UNIT, DUPLEX, 93/95 N. MAIN, HOL |  |  |  |  | 0000000000 |  |  |  | EN |  |  | INST |  | X |  | 00:00:00 | [7 empty] | ENVIRONMENT ONE CORPORATION | EXTREME SERIES AMGP | WH459802 |  | 2003 | C03 | 2003 | GRINDER | 1831010 | CM03_100 | C03 |  |  | ACTV | 2022-11-30 | ZYNDAK | 2013-06-25 | PHILLIPP | 2022-11-30 | M | E_GRINDER | WH459802
10068848 | PUMP, GRINDER, E-ONE | E-S-C03-C-027-GP110 | [9 empty] | IE000000000010068848 | GRINDER UNIT, DUPLEX, 93/95 N. MAIN, HOL |  |  |  |  | 0000000000 |  |  |  | EN |  |  | INST |  | X |  | 00:00:00 | [7 empty] | ENVIRONMENT ONE CORPORATION | EXTREME SERIES AMGP | WH460656 |  | 2003 | C03 | 2003 | GRINDER | 1831010 | CM03_100 | C03 |  |  | ACTV | 2022-11-30 | ZYNDAK | 2013-06-25 | PHILLIPP | 2022-11-30 | M | E_GRINDER | WH460656
10068111 | PUMP, GRINDER, E-ONE | E-S-C03-C-027-GP111 | SAP80045 | [8 empty] | IE000000000010068111 | GRINDER UNIT, 101 N. MAIN, HOLLAND |  |  |  |  | 0000000000 |  |  |  | EN |  |  | INST |  | X |  | 00:00:00 | [7 empty] | ENVIRONMENT ONE CORPORATION | EXTREME SERIES AMGP | WH427088 |  | 2003 | C03 | 2003 | GENL | 1831010 | CM03_100 | C03 |  |  | ACTV | 2021-01-04 | DZIWULS2 | 2012-03-22 | PINTOM | 2021-01-04 | M | E_GRINDER | EB3EC
10068149 | PUMP, GRINDER, E-ONE | E-S-C03-C-027-GP112 | SAP80083 | [8 empty] | IE000000000010068149 | GRINDER UNIT, 105 N. MAIN, HOLLAND |  |  |  |  | 0000000000 |  |  |  | EN |  |  | INST |  | X |  | 00:00:00 | [7 empty] | ENVIRONMENT ONE CORPORATION | EXTREME SERIES AMGP | WH427366 |  | 2003 | C03 | 2003 | GRINDER | 1831010 | CM03_100 | C03 |  |  | ACTV | 2013-06-10 | DZIWULS2 | 2012-03-22 | CURRENTJ | 2015-12-16 | M | E_GRINDER | EB3EB
10068110 | PUMP, GRINDER, E-ONE | E-S-C03-C-027-GP113 | SAP80044 | [8 empty] | IE000000000010068110 | GRINDER UNIT, 111 N. MAIN, HOLLAND, BACK |  |  |  |  | 0000000000 |  |  |  | EN |  |  | INST |  | X |  | 00:00:00 | [7 empty] | ENVIRONMENT ONE CORPORATION | EXTREME SERIES AMGP | WH427087 |  | 2003 | C03 | 2003 | GRINDER | 1831010 | CM03_100 | C03 |  |  | ACTV | 2022-11-30 | DZIWULS2 | 2012-03-22 | PHILLIPP | 2022-11-30 | M | E_GRINDER | WH427087
10068286 | PUMP, GRINDER, E-ONE | E-S-C03-C-027-GP114 | SAP80234 | [8 empty] | IE000000000010068286 | GRINDER UNIT, 111 N. MAIN, HOLLAND,FRONT |  |  |  |  | 0000000000 |  |  |  | EN |  |  | INST |  | X |  | 00:00:00 | [7 empty] | ENVIRONMENT ONE CORPORATION | EXTREME SERIES AMGP | WH407486 |  | 2003 | C03 | 2003 | GRINDER | 1831010 | CM03_100 | C03 |  |  | ACTV | 2018-06-14 | DZIWULS2 | 2012-03-22 | PINTOM | 2018-06-14 | M | E_GRINDER | EB3E9
10068856 | PUMP, GRINDER, E-ONE | E-S-C03-C-027-GP116 | [9 empty] | IE000000000010068856 | GRINDER UNIT, 127 N. MAIN, HOLLAND |  |  |  |  | 0000000000 |  |  |  | EN |  |  | INST |  | X |  | 00:00:00 | [7 empty] | ENVIRONMENT ONE CORPORATION | EXTREME SERIES AMGP | WH460446 |  | 2003 | C03 | 2003 | GRINDER | 1831010 | CM03_100 | C03 |  |  | ACTV | 2020-08-25 | ZYNDAK | 2013-06-25 | PINTOM | 2020-08-25 | M | E_GRINDER | EB3E5
10068118 | PUMP, GRINDER, E-ONE | E-S-C03-C-027-GP117 | SAP80052 | [8 empty] | IE000000000010068118 | GRINDER UNIT, 25 PEARL, HOLLAND |  |  |  |  | 0000000000 |  |  |  | EN |  |  | INST |  | X |  | 00:00:00 | [7 empty] | ENVIRONMENT ONE CORPORATION | EXTREME SERIES AMGP | WH427099 |  | 2003 | C03 | 2003 | GRINDER | 1831010 | CM03_100 | C03 |  |  | ACTV | 2013-06-10 | DZIWULS2 | 2012-03-22 | CURRENTJ | 2015-12-16 | M | E_GRINDER | EB461
10068828 | PUMP, GRINDER, E-ONE | E-S-C03-C-027-GP118 | [9 empty] | IE000000000010068828 | GRINDER UNIT, 49 N. MAIN, HOLLAND |  |  |  |  | 0000000000 |  |  |  | EN |  |  | INST |  | X |  | 00:00:00 | [7 empty] | ENVIRONMENT ONE CORPORATION | EXTREME SERIES AMGP | WH460472 |  | 2003 | C03 | 2003 | GRINDER | 1831010 | CM03_100 | C03 |  |  | ACTV | 2021-04-22 | ZYNDAK | 2013-06-25 | PINTOM | 2021-04-22 | M | E_GRINDER | 19E3C9
10063109 | PUMP, GRINDER, E-ONE | E-S-C03-C-027-GP119 | 327G119A | [8 empty] | IE000000000010063109 | GRINDER UNIT, 25 N. MAIN, HOLLAND |  |  |  |  | 0000000000 |  |  |  | EN |  |  | INST |  | X |  | 00:00:00 | [8 empty] | EXTREME SERIES AMGP | WH363944 |  | 2003 | C03 | 2003 | GRINDER | 1831010 | CM03_100 | C03 |  |  | ACTV | 2011-01-01 | DZIWULS2 | 2012-03-02 | CURRENTJ | 2015-12-16 | M | E_GRINDER | 19E3BD
10068849 | PUMP, GRINDER, E-ONE | E-S-C03-C-027-GP120 | [9 empty] | IE000000000010068849 | GRINDER UNIT, 23 N. MAIN, HOLLAND |  |  |  |  | 0000000000 |  |  |  | EN |  |  | INST |  | X |  | 00:00:00 | [7 empty] | ENVIRONMENT ONE CORPORATION | EXTREME SERIES AMGP | WH460663 |  | 2003 | C03 | 2003 | GRINDER | 1831010 | CM03_100 | C03 |  |  | ACTV | 2019-12-02 | ZYNDAK | 2013-06-25 | PINTOM | 2019-12-02 | M | E_GRINDER | 19E3BE
10068869 | PUMP, GRINDER, E-ONE | E-S-C03-C-027-GP120 | [9 empty] | IE000000000010068869 | GRINDER UNIT, 23 N. MAIN, HOLLAND |  |  |  |  | 0000000000 |  |  |  | EN |  |  | INST |  | X |  | 00:00:00 | [7 empty] | ENVIRONMENT ONE CORPORATION | EXTREME SERIES AMGP | WH460439 |  | 2003 | C03 | 2003 | GRINDER | 1831010 | CM03_100 | C03 |  |  | ACTV | 2019-12-02 | ZYNDAK | 2013-06-25 | PINTOM | 2019-12-02 | M | E_GRINDER | 19E3BE
10081523 | PUMP, E-ONE | E-S-C03-C-027-GP121 |  |  |  | WH/U200 | [5 empty] | IE000000000010081523 | GRINDER UNIT, 17/19 N. MAIN, HOLLAND |  |  |  |  | 0000000000 |  |  |  | EN |  |  | INST |  | X |  | 00:00:00 |  |  | USD |  |  |  |  | E-ONE | U200A10ADF | WH773309 |  | 2003 | C03 | 2003 | PUMP | 1831010 | CM03_100 | C03 |  |  | ACTV | 2022-04-13 | PINTOM | 2022-03-21 | PINTOM | 2022-04-13 | M | E_PUMP | 19E3C1
10063112 | PUMP, GRINDER, MYERS | E-S-C03-C-027-GP122 | 327G122A | [8 empty] | IE000000000010063112 | GRINDER UNIT, 16 VERMONT, HOLLAND |  |  |  |  | 0000000000 |  |  |  | EN |  |  | INST |  | X |  | 00:00:00 | [8 empty] | WG20 |  |  | 2003 | C03 | 2003 | GRINDER | 1831010 | CM03_100 | C03 |  |  | ACTV | 2022-11-30 | DZIWULS2 | 2012-03-02 | PHILLIPP | 2022-11-30 | M | E_GRINDER | 327G122A
10068842 | PUMP, GRINDER, E-ONE | E-S-C03-C-027-GP123 | [9 empty] | IE000000000010068842 | GRINDER UNIT, DUPLEX, 9 N. MAIN, HOLLAND |  |  |  |  | 0000000000 |  |  |  | EN |  |  | INST |  | X |  | 00:00:00 | [7 empty] | ENVIRONMENT ONE CORPORATION | EXTREME SERIES AMGP | WH460444 |  | 2003 | C03 | 2003 | GRINDER | 1831010 | CM03_100 | C03 |  |  | ACTV | 2021-08-13 | ZYNDAK | 2013-06-25 | PINTOM | 2021-08-13 | M | E_GRINDER | 19E538
10081323 | PUMP, GRINDER, E-ONE | E-S-C03-C-027-GP123 | [9 empty] | IE000000000010081323 | GRINDER UNIT, DUPLEX, 9 N. MAIN, HOLLAND |  |  |  |  | 0000000000 |  |  |  | EN |  |  | INST |  | X |  | 00:00:00 | [8 empty] | EXTREME SERIES AMGP | WH685694 |  | 2003 | C03 | 2003 | GRINDER | 1831010 | CM03_100 | C03 |  |  | ACTV | 2021-08-13 | PINTOM | 2021-08-04 | PINTOM | 2021-08-13 | M | E_GRINDER | 19E538
10063081 | PUMP, GRINDER, E-ONE | E-S-C03-C-027-GP124 | 327G091A | [8 empty] | IE000000000010063081 | GRINDER UNIT, 12 VERMONT, HOLLAND |  |  |  |  | 0000000000 |  |  |  | EN |  |  | INST |  | X |  | 00:00:00 | [8 empty] | EXTREME SERIES AMGP | WH337992 |  | 2003 | C03 | 2003 | GRINDER | 1831010 | CM03_100 | C03 |  |  | ACTV | 2018-02-28 | DZIWULS2 | 2012-03-02 | PINTOM | 2018-02-28 | M | E_GRINDER | 19E3C3
10068088 | PUMP, GRINDER, E-ONE | E-S-C03-C-027-GP125 | SAP80022 | [8 empty] | IE000000000010068088 | GRINDER UNIT, 18 VERMONT, HOLLAND |  |  |  |  | 0000000000 |  |  |  | EN |  |  | INST |  | X |  | 00:00:00 | [7 empty] | ENVIRONMENT ONE CORPORATION | EXTREME SERIES AMGP | WH426859 |  | 2003 | C03 | 2003 | GRINDER | 1831010 | CM03_100 | C03 |  |  | ACTV | 2020-06-02 | DZIWULS2 | 2012-03-22 | PINTOM | 2020-06-02 | M | E_GRINDER | 19E3C4
10068114 | PUMP, GRINDER, E-ONE | E-S-C03-C-027-GP126 | SAP80048 | [8 empty] | IE000000000010068114 | GRINDER UNIT, 24 VERMONT, HOLLAND |  |  |  |  | 0000000000 |  |  |  | EN |  |  | INST |  | X |  | 00:00:00 | [7 empty] | ENVIRONMENT ONE CORPORATION | EXTREME SERIES AMGP | WH427094 |  | 2003 | C03 | 2003 | GENL | 1831010 | CM03_100 | C03 |  |  | ACTV | 2022-02-24 | DZIWULS2 | 2012-03-22 | PINTOM | 2022-02-24 | M | E_GRINDER | 19E3C5
10063117 | PUMP, GRINDER, MYERS | E-S-C03-C-027-GP127 | 327G127A | [8 empty] | IE000000000010063117 | GRINDER UNIT, 32 VERMONT, HOLLAND |  |  |  |  | 0000000000 |  |  |  | EN |  |  | INST |  | X |  | 00:00:00 | [8 empty] | WG20 |  |  | 2003 | C03 | 2003 | GRINDER | 1831010 | CM03_100 | C03 |  |  | ACTV | 2011-01-01 | DZIWULS2 | 2012-03-02 | CURRENTJ | 2015-12-16 | M | E_GRINDER | 19E3C6
10068300 | PUMP, GRINDER, E-ONE | E-S-C03-C-027-GP128 | SAP80248 | [8 empty] | IE000000000010068300 | GRINDER UNIT, 36 VERMONT, HOLLAND |  |  |  |  | 0000000000 |  |  |  | EN |  |  | INST |  | X |  | 00:00:00 | [7 empty] | ENVIRONMENT ONE CORPORATION | EXTREME SERIES AMGP | WH408031 |  | 2003 | C03 | 2003 | GRINDER | 1831010 | CM03_100 | C03 |  |  | ACTV | 2015-07-07 | DZIWULS2 | 2012-03-22 | CURRENTJ | 2015-12-16 | M | E_GRINDER | 19E3C7
10063055 | PUMP, GRINDER, E-ONE | E-S-C03-C-027-GP129 | 327G065A | [8 empty] | IE000000000010063055 | GRINDER UNIT, 19 VERMONT, HOLLAND |  |  |  |  | 0000000000 |  |  |  | EN |  |  | INST |  | X |  | 00:00:00 | [8 empty] | EXTREME SERIES AMGP | WH363934 |  | 2003 | C03 | 2003 | GRINDER | 1831010 | CM03_100 | C03 |  |  | ACTV | 2021-10-19 | DZIWULS2 | 2012-03-02 | PINTOM | 2021-10-19 | M | E_GRINDER | EB455
10071946 | PUMP, GRINDER, E-ONE | E-S-C03-C-027-GP130 | [9 empty] | IE000000000010071946 | GRINDER UNIT, 12 S. MAIN, HOLLAND |  |  |  |  | 0000000000 |  |  |  | EN |  |  | INST |  | X |  | 00:00:00 | [7 empty] | ENVIRONMENT ONE CORPORATION | EXTREME SERIES AMGP | WH559129 |  | 2003 | C03 | 2003 | GRINDER | 1831010 | CM03_100 | C03 |  |  | ACTV | 2021-11-30 | PINTOM | 2016-04-01 | PINTOM | 2021-11-30 | M | E_GRINDER | EB454
10068858 | PUMP, GRINDER, E-ONE | E-S-C03-C-027-GP131 | [9 empty] | IE000000000010068858 | GRINDER UNIT, 7 N. MAIN, HOLLAND |  |  |  |  | 0000000000 |  |  |  | EN |  |  | INST |  | X |  | 00:00:00 | [7 empty] | ENVIRONMENT ONE CORPORATION | EXTREME SERIES AMGP | WH460486 |  | 2003 | C03 | 2003 | GRINDER | 1831010 | CM03_100 | C03 |  |  | ACTV | 2016-10-03 | ZYNDAK | 2013-06-25 | PINTOM | 2016-10-03 | M | E_GRINDER | 19E488
10081477 | PUMP, E-ONE | E-S-C03-C-027-GP132 |  |  |  | WH/U200 | [5 empty] | IE000000000010081477 | GRINDER UNIT, 28 S. MAIN, HOLLAND |  |  |  |  | 0000000000 |  |  |  | EN |  |  | INST |  | X |  | 00:00:00 |  |  | USD |  |  |  |  | E-ONE | U200A10ADF | WH773267 |  | 2003 | C03 | 2003 | PUMP | 1831010 | CM03_100 | C03 |  |  | ACTV | 2022-05-05 | PINTOM | 2022-02-02 | PINTOM | 2022-05-05 | M | E_PUMP | EB44E
10068092 | PUMP, GRINDER, E-ONE | E-S-C03-C-027-GP133 | SAP80026 | [8 empty] | IE000000000010068092 | GRINDER UNIT, 34 S. MAIN, HOLLAND |  |  |  |  | 0000000000 |  |  |  | EN |  |  | INST |  | X |  | 00:00:00 | [7 empty] | ENVIRONMENT ONE CORPORATION | EXTREME SERIES AMGP | WH426894 |  | 2003 | C03 | 2003 | GENL | 1831010 | CM03_100 | C03 |  |  | ACTV | 2021-09-14 | DZIWULS2 | 2012-03-22 | PINTOM | 2021-09-14 | M | E_GRINDER | EB44D
10068288 | PUMP, GRINDER, E-ONE | E-S-C03-C-027-GP134 | SAP80236 | [8 empty] | IE000000000010068288 | GRINDER UNIT, E-ONE. 42 S. MAIN, HOLLAND |  |  |  |  | 0000000000 |  |  |  | EN |  |  | INST |  | X |  | 00:00:00 | [7 empty] | ENVIRONMENT ONE CORPORATION | EXTREME SERIES AMGP | WH407454 |  | 2003 | C03 | 2003 | GRINDER | 1831010 | CM03_100 | C03 |  |  | ACTV | 2021-10-08 | DZIWULS2 | 2012-03-22 | PINTOM | 2021-10-08 | M | E_GRINDER | EB44B
10063125 | PUMP, GRINDER, E-ONE | E-S-C03-C-027-GP135 | 327G135A | [8 empty] | IE000000000010063125 | GRINDER UNIT, 50 S. MAIN, HOLLAND |  |  |  |  | 0000000000 |  |  |  | EN |  |  | INST |  | X |  | 00:00:00 | [8 empty] | EXTREME SERIES AMGP | WH394496 |  | 2003 | C03 | 2003 | GRINDER | 1831010 | CM03_100 | C03 |  |  | ACTV | 2011-01-01 | DZIWULS2 | 2012-03-02 | CURRENTJ | 2015-12-16 | M | E_GRINDER | EB440
10068137 | PUMP, GRINDER, E-ONE | E-S-C03-C-027-GP138 | SAP80071 | [8 empty] | IE000000000010068137 | GRINDER UNIT, 84 S. MAIN, HOLLAND |  |  |  |  | 0000000000 |  |  |  | EN |  |  | INST |  | X |  | 00:00:00 | [7 empty] | ENVIRONMENT ONE CORPORATION | EXTREME SERIES AMGP | WH427352 |  | 2003 | C03 | 2003 | GRINDER | 1831010 | CM03_100 | C03 |  |  | ACTV | 2013-06-10 | DZIWULS2 | 2012-03-22 | CURRENTJ | 2015-12-16 | M | E_GRINDER | EB42D
10068128 | PUMP, GRINDER, E-ONE | E-S-C03-C-027-GP139 | SAP80062 | [8 empty] | IE000000000010068128 | GRINDER UNIT, 90 S. MAIN, HOLLAND |  |  |  |  | 0000000000 |  |  |  | EN |  |  | INST |  | X |  | 00:00:00 | [7 empty] | ENVIRONMENT ONE CORPORATION | EXTREME SERIES AMGP | WH427160 |  | 2003 | C03 | 2003 | GRINDER | 1831010 | CM03_100 | C03 |  |  | ACTV | 2013-06-26 | DZIWULS2 | 2012-03-22 | CURRENTJ | 2015-12-16 | M | E_GRINDER | EB42E
10063170 | PUMP, GRINDER, E-ONE | E-S-C03-C-027-GP140 | 327G181A | [8 empty] | IE000000000010063170 | GRINDER UNIT, 94 S. MAIN, HOLLAND |  |  |  |  | 0000000000 |  |  |  | EN |  |  | INST |  | X |  | 00:00:00 | [8 empty] | EXTREME SERIES AMGP | WH355042 |  | 2003 | C03 | 2003 | GRINDER | 1831010 | CM03_100 | C03 |  |  | ACTV | 2022-08-24 | DZIWULS2 | 2012-03-02 | PINTOM | 2022-08-24 | M | E_GRINDER | EB42F
10068078 | PUMP, GRINDER, E-ONE | E-S-C03-C-027-GP140 | SAP80012 | [8 empty] | IE000000000010068078 | GRINDER UNIT, 94 S. MAIN, HOLLAND |  |  |  |  | 0000000000 |  |  |  | EN |  |  | INST |  | X |  | 00:00:00 | [7 empty] | ENVIRONMENT ONE CORPORATION | EXTREME SERIES AMGP | WH426807 |  | 2003 | C03 | 2003 | GRINDER | 1831010 | CM03_100 | C03 |  |  | ACTV | 2020-07-14 | DZIWULS2 | 2012-03-22 | PINTOM | 2020-07-14 | M | E_GRINDER | EB42F
10070159 | PUMP, GRINDER, E-ONE | E-S-C03-C-027-GP140 | [9 empty] | IE000000000010070159 | GRINDER UNIT, 94 S. MAIN, HOLLAND |  |  |  |  | 0000000000 |  |  |  | EN |  |  | INST |  | X |  | 00:00:00 | [8 empty] | EXTREME SERIES AMGP | WH495735 |  | 2003 | C03 | 2003 | GRINDER | 1831010 | CM03_100 | C03 |  |  | ACTV | 2022-08-24 | PINTOM | 2014-08-07 | PINTOM | 2022-08-24 | M | E_GRINDER | EB42F
10068287 | PUMP, GRINDER, E-ONE | E-S-C03-C-027-GP142 | SAP80235 | [8 empty] | IE000000000010068287 | GRINDER UNIT, 124 S. MAIN, HOLLAND |  |  |  |  | 0000000000 |  |  |  | EN |  |  | INST |  | X |  | 00:00:00 | [7 empty] | ENVIRONMENT ONE CORPORATION | EXTREME SERIES AMGP | WH407512 |  | 2003 | C03 | 2003 | GRINDER | 1831010 | CM03_100 | C03 |  |  | ACTV | 2017-12-08 | DZIWULS2 | 2012-03-22 | PINTOM | 2017-12-08 | M | E_GRINDER | 19E496
10068076 | PUMP, GRINDER, E-ONE | E-S-C03-C-027-GP143 | SAP80010 | [8 empty] | IE000000000010068076 | GRINDER UNIT,136 S. MAIN, HOLLAND |  |  |  |  | 0000000000 |  |  |  | EN |  |  | INST |  | X |  | 00:00:00 | [7 empty] | ENVIRONMENT ONE CORPORATION | EXTREME SERIES AMGP | WH426798 |  | 2003 | C03 | 2003 | GRINDER | 1831010 | CM03_100 | C03 |  |  | ACTV | 2021-08-02 | DZIWULS2 | 2012-03-22 | PINTOM | 2021-08-02 | M | E_GRINDER | EB438
10068832 | PUMP, GRINDER, E-ONE | E-S-C03-C-027-GP144 | [9 empty] | IE000000000010068832 | GRINDER UNIT, 152 S. MAIN, HOLLAND |  |  |  |  | 0000000000 |  |  |  | EN |  |  | INST |  | X |  | 00:00:00 | [7 empty] | ENVIRONMENT ONE CORPORATION | EXTREME SERIES AMGP | WH460655 |  | 2003 | C03 | 2003 | GRINDER | 1831010 | CM03_100 | C03 |  |  | ACTV | 2021-09-09 | ZYNDAK | 2013-06-25 | PINTOM | 2021-09-09 | M | E_GRINDER | EB435
10063352 | PUMP, GRINDER, E-ONE | E-S-C03-C-027-GP145 | 321G014B | [8 empty] | IE000000000010063352 | GRINDER UNIT, DUPLEX 162 S. MAIN, HOLLAN |  |  |  |  | 0000000000 |  |  |  | EN |  |  | INST |  | X |  | 00:00:00 | [8 empty] | EXTREME SERIES - AMG | WH317568 |  | 2003 | C03 | 2003 | GRINDER | 1831010 | CM03_100 | C03 |  |  | ACTV | 2021-05-21 | DZIWULS2 | 2012-03-02 | PINTOM | 2021-12-06 | M | E_GRINDER | EB43A
10068152 | PUMP, GRINDER, E-ONE | E-S-C03-C-027-GP145 | SAP80086 | [8 empty] | IE000000000010068152 | GRINDER UNIT, DUPLEX 162 S. MAIN, HOLLAN |  |  |  |  | 0000000000 |  |  |  | EN |  |  | INST |  | X |  | 00:00:00 | [7 empty] | ENVIRONMENT ONE CORPORATION | EXTREME SERIES AMGP | WH427369 |  | 2003 | C03 | 2003 | GENL | 1831010 | CM03_100 | C03 |  |  | ACTV | 2021-06-04 | DZIWULS2 | 2012-03-22 | PINTOM | 2021-06-04 | M | E_GRINDER | EB43A
10063148 | PUMP, GRINDER, E-ONE | E-S-C03-C-027-GP146 | 327G159A | [8 empty] | IE000000000010063148 | GRINDER UNIT, 202 S. MAIN, HOLLAND |  |  |  |  | 0000000000 |  |  |  | EN |  |  | INST |  | X |  | 00:00:00 | [8 empty] | EXTREME SERIES AMGP | WH407499 |  | 2003 | C03 | 2003 | GRINDER | 1831010 | CM03_100 | C03 |  |  | ACTV | 2022-09-13 | DZIWULS2 | 2012-03-02 | PINTOM | 2022-09-13 | M | E_GRINDER | EB43C
10081623 | PUMP, E-ONE | E-S-C03-C-027-GP148 |  |  |  | WH/U200 | [5 empty] | IE000000000010081623 | GRINDER UNIT, 37 VERMONT, HOLLAND |  |  |  |  | 0000000000 |  |  |  | EN |  |  | INST |  | X |  | 00:00:00 |  |  | USD |  |  |  |  | E ONE | U200A10ADF | WH807893 |  | 2003 | C03 | 2003 | PUMP | 1831010 | CM03_100 | C03 |  |  | ACTV | 2022-10-21 | CANESTRS | 2022-09-06 | PHILLIPP | 2022-10-21 | M | E_GRINDER | EB46E
10068097 | PUMP, GRINDER, E-ONE | E-S-C03-C-027-GP149 | SAP80031 | [8 empty] | IE000000000010068097 | GRINDER UNIT, 47 VERMONT, HOLLAND |  |  |  |  | 0000000000 |  |  |  | EN |  |  | INST |  | X |  | 00:00:00 | [7 empty] | ENVIRONMENT ONE CORPORATION | EXTREME SERIES AMGP | WH426907 |  | 2003 | C03 | 2003 | GRINDER | 1831010 | CM03_100 | C03 |  |  | ACTV | 2013-06-10 | DZIWULS2 | 2012-03-22 | CURRENTJ | 2015-12-16 | M | E_GRINDER | EB46F
10068142 | PUMP, GRINDER, E-ONE | E-S-C03-C-027-GP150 | SAP80076 | [8 empty] | IE000000000010068142 | GRINDER UNIT, 79 VERMONT, HOLLAND |  |  |  |  | 0000000000 |  |  |  | EN |  |  | INST |  | X |  | 00:00:00 | [7 empty] | ENVIRONMENT ONE CORPORATION | EXTREME SERIES AMGP | WH427358 |  | 2003 | C03 | 2003 | GRINDER | 1831010 | CM03_100 | C03 |  |  | ACTV | 2019-07-10 | DZIWULS2 | 2012-03-22 | PINTOM | 2019-07-10 | M | E_GRINDER | EB478
10068073 | PUMP, GRINDER, E-ONE | E-S-C03-C-027-GP151 | SAP80007 | [8 empty] | IE000000000010068073 | GRINDER UNIT, 83 VERMONT, HOLLAND |  |  |  |  | 0000000000 |  |  |  | EN |  |  | INST |  | X |  | 00:00:00 | [7 empty] | ENVIRONMENT ONE CORPORATION | EXTREME SERIES AMGP | WH426789 |  | 2003 | C03 | 2003 | GRINDER | 1831010 | CM03_100 | C03 |  |  | ACTV | 2013-06-10 | DZIWULS2 | 2012-03-22 | CURRENTJ | 2015-12-16 | M | E_GRINDER | EB479
10062928 | PUMP, GRINDER, E-ONE | E-S-C03-C-027-GP152 | 321G012A | [8 empty] | IE000000000010062928 | GRINDER UNIT, 95 VERMONT, HOLLAND |  |  |  |  | 0000000000 |  |  |  | EN |  |  | INST |  | X |  | 00:00:00 | [8 empty] | EXTREME SERIES AMGP | WH375741 |  | 2003 | C03 | 2003 | GRINDER | 1831010 | CM03_100 | C03 |  |  | ACTV | 2022-08-05 | DZIWULS2 | 2012-03-02 | PINTOM | 2022-08-05 | M | E_GRINDER | EB47D
10063142 | PUMP, GRINDER, E-ONE | E-S-C03-C-027-GP153 | 327G153A | [8 empty] | IE000000000010063142 | GRINDER UNIT, 103 VERMONT, HOLLAND |  |  |  |  | 0000000000 |  |  |  | EN |  |  | INST |  | X |  | 00:00:00 | [8 empty] | EXTREME SERIES AMGP | WH394490 |  | 2003 | C03 | 2003 | GRINDER | 1831010 | CM03_100 | C03 |  |  | ACTV | 2011-01-01 | DZIWULS2 | 2012-03-02 | CURRENTJ | 2015-12-16 | M | E_GRINDER | 6
10063143 | PUMP, GRINDER, E-ONE | E-S-C03-C-027-GP154 | 327G154A | [8 empty] | IE000000000010063143 | GRINDER UNIT, 111 VERMONT, HOLLAND |  |  |  |  | 0000000000 |  |  |  | EN |  |  | INST |  | X |  | 00:00:00 | [8 empty] | EXTREME SERIES AMGP | WH355055 |  | 2003 | C03 | 2003 | GRINDER | 1831010 | CM03_100 | C03 |  |  | ACTV | 2011-01-01 | DZIWULS2 | 2012-03-02 | CURRENTJ | 2015-12-16 | M | E_GRINDER | 16
10068143 | PUMP, GRINDER, E-ONE | E-S-C03-C-027-GP155 | SAP80077 | [8 empty] | IE000000000010068143 | GRINDER UNIT, 127 VERMONT, HOLLAND |  |  |  |  | 0000000000 |  |  |  | EN |  |  | INST |  | X |  | 00:00:00 | [7 empty] | ENVIRONMENT ONE CORPORATION | EXTREME SERIES AMGP | WH427359 |  | 2003 | C03 | 2003 | GRINDER | 1831010 | CM03_100 | C03 |  |  | ACTV | 2013-06-10 | DZIWULS2 | 2012-03-22 | CURRENTJ | 2015-12-16 | M | E_GRINDER | EB482
10070108 | PUMP, GRINDER, E-ONE | E-S-C03-C-027-GP156 | 321G009A | [8 empty] | IE000000000010070108 | GRINDER UNIT, 145 VERMONT, HOLLAND |  |  |  |  | 0000000000 |  |  |  | EN |  |  | INST |  | X |  | 00:00:00 | [8 empty] | EXTREME SERIES AMGP | WH407478 |  | 2003 | C03 | 2003 | GRINDER | 1831010 | CM03_100 | C03 |  |  | ACTV | 2014-06-13 | PINTOM | 2014-06-13 | CURRENTJ | 2015-12-16 | M | E_GRINDER | EB484
10063146 | PUMP, GRINDER, E-ONE | E-S-C03-C-027-GP157 | 327G157A | [8 empty] | IE000000000010063146 | GRINDER UNIT, 155 VERMONT, HOLLAND |  |  |  |  | 0000000000 |  |  |  | EN |  |  | INST |  | X |  | 00:00:00 | [8 empty] | EXTREME SERIES AMGP | WH363399 |  | 2003 | C03 | 2003 | GRINDER | 1831010 | CM03_100 | C03 |  |  | ACTV | 2011-01-01 | DZIWULS2 | 2012-03-02 | CURRENTJ | 2015-12-16 | M | E_GRINDER | EB485
10068284 | PUMP, GRINDER, E-ONE | E-S-C03-C-027-GP158 | SAP80232 | [8 empty] | IE000000000010068284 | GRINDER UNIT, 173 VERMONT, HOLLAND |  |  |  |  | 0000000000 |  |  |  | EN |  |  | INST |  | X |  | 00:00:00 | [7 empty] | ENVIRONMENT ONE CORPORATION | EXTREME SERIES AMGP | WH408025 |  | 2003 | C03 | 2003 | GRINDER | 1831010 | CM03_100 | C03 |  |  | ACTV | 2022-02-07 | DZIWULS2 | 2012-03-22 | PINTOM | 2022-02-07 | M | E_GRINDER | EB486
10062997 | PUMP, GRINDER, E-ONE | E-S-C03-C-027-GP160 | 327G007A | [8 empty] | IE000000000010062997 | GRINDER UNIT, 25 WATER ST., HOLLAND |  |  |  |  | 0000000000 |  |  |  | EN |  |  | INST |  | X |  | 00:00:00 | [8 empty] | EXTREME SERIES AMGP | WH369992 |  | 2003 | C03 | 2003 | GRINDER | 1831010 | CM03_100 | C03 |  |  | ACTV | 2021-08-13 | DZIWULS2 | 2012-03-02 | PINTOM | 2021-08-13 | M | E_GRINDER | EB4B4
10063150 | PUMP, GRINDER, E-ONE | E-S-C03-C-027-GP161 | 327G161A | [8 empty] | IE000000000010063150 | GRINDER UNIT, 55 WATER, HOLLAND |  |  |  |  | 0000000000 |  |  |  | EN |  |  | INST |  | X |  | 00:00:00 | [8 empty] | EXTREME SERIES AMGP | WH408396 |  | 2003 | C03 | 2003 | GRINDER | 1831010 | CM03_100 | C03 |  |  | ACTV | 2011-01-01 | DZIWULS2 | 2012-03-02 | CURRENTJ | 2015-12-16 | M | E_GRINDER | EB4B5
10063151 | PUMP, GRINDER, E-ONE | E-S-C03-C-027-GP162 | 327G162A | [8 empty] | IE000000000010063151 | GRINDER UNIT, 56 WATER, HOLLAND |  |  |  |  | 0000000000 |  |  |  | EN |  |  | INST |  | X |  | 00:00:00 | [8 empty] | EXTREME SERIES AMGP | WH407490 |  | 2003 | C03 | 2003 | GRINDER | 1831010 | CM03_100 | C03 |  |  | ACTV | 2011-01-01 | DZIWULS2 | 2012-03-02 | CURRENTJ | 2015-12-16 | M | E_GRINDER | EB4B6
10063152 | PUMP, GRINDER, E-ONE | E-S-C03-C-027-GP163 | 327G163A | [8 empty] | IE000000000010063152 | GRINDER UNIT, 59 WATER, HOLLAND |  |  |  |  | 0000000000 |  |  |  | EN |  |  | INST |  | X |  | 00:00:00 | [8 empty] | EXTREME SERIES AMGP | WH407491 |  | 2003 | C03 | 2003 | GRINDER | 1831010 | CM03_100 | C03 |  |  | ACTV | 2011-01-01 | DZIWULS2 | 2012-03-02 | CURRENTJ | 2015-12-16 | M | E_GRINDER | EB4B7
10081479 | PUMP, E-ONE | E-S-C03-C-027-GP164 |  |  |  | WH/U200 | [5 empty] | IE000000000010081479 | GRINDER UNIT, 100 WATER, HOLLAND |  |  |  |  | 0000000000 |  |  |  | EN |  |  | INST |  | X |  | 00:00:00 |  |  | USD |  |  |  |  | E-ONE | U200A10ADF | WH773303 |  | 2003 | C03 | 2003 | PUMP | 1831010 | CM03_100 | C03 |  |  | ACTV | 2022-10-24 | PINTOM | 2022-02-02 | PHILLIPP | 2022-10-24 | M | E_PUMP | EB4B9
10068824 | PUMP, GRINDER, E-ONE | E-S-C03-C-027-GP165 | [9 empty] | IE000000000010068824 | GRINDER UNIT, 191 VERMONT, HOLLAND |  |  |  |  | 0000000000 |  |  |  | EN |  |  | INST |  | X |  | 00:00:00 | [7 empty] | ENVIRONMENT ONE CORPORATION | EXTREME SERIES AMGP | WH460404 |  | 2003 | C03 | 2003 | GRINDER | 1831010 | CM03_100 | C03 |  |  | ACTV | 2018-01-22 | ZYNDAK | 2013-06-25 | PINTOM | 2018-01-22 | M | E_GRINDER | EB4AB
10068157 | PUMP, GRINDER, E-ONE | E-S-C03-C-027-GP166 | SAP80091 | [8 empty] | IE000000000010068157 | GRINDER UNIT, DUPEX, 209 VERMONT, HOLLAN |  |  |  |  | 0000000000 |  |  |  | EN |  |  | INST |  | X |  | 00:00:00 | [7 empty] | ENVIRONMENT ONE CORPORATION | EXTREME SERIES AMGP | WH427374 |  | 2003 | C03 | 2003 | GRINDER | 1831010 | CM03_100 | C03 |  |  | ACTV | 2017-02-09 | DZIWULS2 | 2012-03-22 | PINTOM | 2017-02-09 | M | E_GRINDER | EB4BA
10062983 | PUMP, GRINDER, E-ONE | E-S-C03-C-027-GP167 | 326G019A | [8 empty] | IE000000000010062983 | GRINDER UNIT, 166 CANADA, HOLLAND |  |  |  |  | 0000000000 |  |  |  | EN |  |  | INST |  | X |  | 00:00:00 | [8 empty] | EXTREME SERIES AMGP | WH408407 |  | 2003 | C03 | 2003 | GRINDER | 1831010 | CM03_100 | C03 |  |  | ACTV | 2021-08-25 | DZIWULS2 | 2012-03-02 | PINTOM | 2021-08-25 | M | E_GRINDER | EB48B
10068106 | PUMP, GRINDER, E-ONE | E-S-C03-C-027-GP168 | SAP80040 | [8 empty] | IE000000000010068106 | GRINDER UNIT, 175 CANADA, HOLLAND |  |  |  |  | 0000000000 |  |  |  | EN |  |  | INST |  | X |  | 00:00:00 | [7 empty] | ENVIRONMENT ONE CORPORATION | EXTREME SERIES AMGP | WH427075 |  | 2003 | C03 | 2003 | GENL | 1831010 | CM03_100 | C03 |  |  | ACTV | 2022-11-30 | DZIWULS2 | 2012-03-22 | PHILLIPP | 2022-11-30 | M | E_GRINDER | WH427075
10068280 | PUMP, GRINDER, E-ONE | E-S-C03-C-027-GP169 | SAP80228 | [8 empty] | IE000000000010068280 | GRINDER UNIT, 185 CANADA, HOLLAND |  |  |  |  | 0000000000 |  |  |  | EN |  |  | INST |  | X |  | 00:00:00 | [7 empty] | ENVIRONMENT ONE CORPORATION | EXTREME SERIES AMGP | WH407451 |  | 2003 | C03 | 2003 | GRINDER | 1831010 | CM03_100 | C03 |  |  | ACTV | 2022-11-30 | DZIWULS2 | 2012-03-22 | PHILLIPP | 2022-11-30 | M | E_GRINDER | WH407451
10068782 | PUMP, GRINDER, E-ONE | E-S-C03-C-027-GP170 | [9 empty] | IE000000000010068782 | GRINDER UNIT, 198 CANADA, HOLLAND |  |  |  |  | 0000000000 |  |  |  | EN |  |  | INST |  | X |  | 00:00:00 | [7 empty] | ENVIRONMENT ONE CORPORATION | EXTREME SERIES AMGP | WH407467 |  | 2003 | C03 | 2003 | GRINDER | 1831010 | CM03_100 | C03 |  |  | ACTV | 2020-05-07 | PINTOM | 2013-05-06 | PINTOM | 2020-05-07 | M | E_GRINDER | EB48D
10063161 | PUMP, GRINDER, E-ONE | E-S-C03-C-027-GP172 | 327G172A | [8 empty] | IE000000000010063161 | GRINDER UNIT, 200 CANADA, HOLLAND |  |  |  |  | 0000000000 |  |  |  | EN |  |  | INST |  | X |  | 00:00:00 | [8 empty] | EXTREME SERIES AMGP | WH369258 |  | 2003 | C03 | 2003 | GRINDER | 1831010 | CM03_100 | C03 |  |  | ACTV | 2011-01-01 | DZIWULS2 | 2012-03-02 | CURRENTJ | 2015-12-16 | M | E_GRINDER | EB48F
10070504 | PUMP, GRINDER, E-ONE | E-S-C03-C-027-GP173 | [9 empty] | IE000000000010070504 | GRINDER UNIT, 207 CANADA, HOLLAND |  |  |  |  | 0000000000 |  |  |  | EN |  |  | INST |  | X |  | 00:00:00 | [7 empty] | EXTREME SERIES AMGP |  | WH407466 |  | 2003 | C03 | 2003 | GRINDER | 1831010 | CM03_100 | C03 |  |  | ACTV | 2020-06-03 | PINTOM | 2014-10-08 | PINTOM | 2020-06-03 | M | E_GRINDER | EB492
10068838 | PUMP, GRINDER, E-ONE | E-S-C03-C-027-GP174 | [9 empty] | IE000000000010068838 | GRINDER UNIT, 202 CANADA, HOLLAND |  |  |  |  | 0000000000 |  |  |  | EN |  |  | INST |  | X |  | 00:00:00 | [7 empty] | ENVIRONMENT ONE CORPORATION | EXTREME SERIES AMGP | WH457544 |  | 2003 | C03 | 2003 | GRINDER | 1831010 | CM03_100 | C03 |  |  | ACTV | 2018-07-17 | ZYNDAK | 2013-06-25 | PINTOM | 2018-07-17 | M | E_GRINDER | EB491
10063098 | PUMP, GRINDER, E-ONE | E-S-C03-C-027-GP175 | 327G108A | [8 empty] | IE000000000010063098 | GRINDER UNIT, 213 CANADA, HOLLAND |  |  |  |  | 0000000000 |  |  |  | EN |  |  | INST |  | X |  | 00:00:00 | [8 empty] | EXTREME SERIES AMGP | WH407444 |  | 2003 | C03 | 2003 | GRINDER | 1831010 | CM03_100 | C03 |  |  | ACTV | 2019-10-16 | DZIWULS2 | 2012-03-02 | PINTOM | 2019-10-16 | M | E_GRINDER | EB493
10068303 | PUMP, GRINDER, E-ONE | E-S-C03-C-027-GP176 | SAP80251 | [8 empty] | IE000000000010068303 | GRINDER UNIT, 226 CANADA, HOLLAND |  |  |  |  | 0000000000 |  |  |  | EN |  |  | INST |  | X |  | 00:00:00 | [7 empty] | ENVIRONMENT ONE CORPORATION | EXTREME SERIES AMGP | WH408054 |  | 2003 | C03 | 2003 | GRINDER | 1831010 | CM03_100 | C03 |  |  | ACTV | 2013-06-10 | DZIWULS2 | 2012-03-22 | CURRENTJ | 2015-12-16 | M | E_GRINDER | EB490
10068826 | PUMP, GRINDER, E-ONE | E-S-C03-C-027-GP177 | [9 empty] | IE000000000010068826 | GRINDER UNIT, 236 CANADA, HOLLAND |  |  |  |  | 0000000000 |  |  |  | EN |  |  | INST |  | X |  | 00:00:00 | [7 empty] | ENVIRONMENT ONE CORPORATION | EXTREME SERIES AMGP | WH460442 |  | 2003 | C03 | 2003 | GRINDER | 1831010 | CM03_100 | C03 |  |  | ACTV | 2022-11-30 | ZYNDAK | 2013-06-25 | PHILLIPP | 2022-11-30 | M | E_GRINDER | WH460442
10068293 | PUMP, GRINDER, E-ONE | E-S-C03-C-027-GP178 | SAP80241 | [8 empty] | IE000000000010068293 | GRINDER UNIT, 242 CANADA, HOLLAND |  |  |  |  | 0000000000 |  |  |  | EN |  |  | INST |  | X |  | 00:00:00 | [7 empty] | ENVIRONMENT ONE CORPORATION | EXTREME SERIES AMGP | WH408405 |  | 2003 | C03 | 2003 | GRINDER | 1831010 | CM03_100 | C03 |  |  | ACTV | 2022-08-10 | DZIWULS2 | 2012-03-22 | PINTOM | 2022-08-10 | M | E_GRINDER | EB496
10068307 | PUMP, GRINDER, E-ONE | E-S-C03-C-027-GP181 | SAP80255 | [8 empty] | IE000000000010068307 | GRINDER UNIT, 50 LEGION, HOLLAND |  |  |  |  | 0000000000 |  |  |  | EN |  |  | INST |  | X |  | 00:00:00 | [7 empty] | ENVIRONMENT ONE CORPORATION | EXTREME SERIES AMGP | WH422433 |  | 2003 | C03 | 2003 | GRINDER | 1831010 | CM03_100 | C03 |  |  | ACTV | 2017-09-08 | DZIWULS2 | 2012-03-22 | PINTOM | 2017-09-08 | M | E_GRINDER | EB3C6
10063171 | PUMP, GRINDER, E-ONE | E-S-C03-C-027-GP182 | 327G182A | [8 empty] | IE000000000010063171 | GRINDER UNIT, 271 CANADA, HOLLAND |  |  |  |  | 0000000000 |  |  |  | EN |  |  | INST |  | X |  | 00:00:00 | [8 empty] | EXTREME SERIES AMGP | WH413039 |  | 2003 | C03 | 2003 | GRINDER | 1831010 | CM03_100 | C03 |  |  | ACTV | 2014-09-09 | DZIWULS2 | 2012-03-02 | CURRENTJ | 2015-12-16 | M | E_GRINDER | EB499
10063172 | PUMP, GRINDER, E-ONE | E-S-C03-C-027-GP183 | 327G183A | [8 empty] | IE000000000010063172 | GRINDER UNIT, 275 CANADA, HOLLAND |  |  |  |  | 0000000000 |  |  |  | EN |  |  | INST |  | X |  | 00:00:00 | [8 empty] | EXTREME SERIES AMGP | WH363933 |  | 2003 | C03 | 2003 | GRINDER | 1831010 | CM03_100 | C03 |  |  | ACTV | 2011-01-01 | DZIWULS2 | 2012-03-02 | CURRENTJ | 2015-12-16 | M | E_GRINDER | EB49A
10068282 | PUMP, GRINDER, E-ONE | E-S-C03-C-027-GP184 | SAP80230 | [8 empty] | IE000000000010068282 | GRINDER UNIT, 270 CANADA, HOLLAND |  |  |  |  | 0000000000 |  |  |  | EN |  |  | INST |  | X |  | 00:00:00 | [7 empty] | ENVIRONMENT ONE CORPORATION | EXTREME SERIES AMGP | WH407477 |  | 2003 | C03 | 2003 | GRINDER | 1831010 | CM03_100 | C03 |  |  | ACTV | 2018-04-18 | DZIWULS2 | 2012-03-22 | PINTOM | 2018-04-18 | M | E_GRINDER | EB49E
10063073 | PUMP, GRINDER, E-ONE | E-S-C03-C-027-GP185 | 327G083A | [8 empty] | IE000000000010063073 | GRINDER UNIT, 280 CANADA, HOLLAND |  |  |  |  | 0000000000 |  |  |  | EN |  |  | INST |  | X |  | 00:00:00 | [8 empty] | EXTREME SERIES AMGP | WH394492 |  | 2003 | C03 | 2003 | GRINDER | 1831010 | CM03_100 | C03 |  |  | ACTV | 2021-09-29 | DZIWULS2 | 2012-03-02 | PINTOM | 2021-09-29 | M | E_GRINDER | EB49D
10063060 | PUMP, GRINDER, E-ONE | E-S-C03-C-027-GP186 | 327G070A | [8 empty] | IE000000000010063060 | GRINDER UNIT, 294 CANADA, HOLLAND |  |  |  |  | 0000000000 |  |  |  | EN |  |  | INST |  | X |  | 00:00:00 | [8 empty] | EXTREME SERIES AMGP | WH408410 |  | 2003 | C03 | 2003 | GRINDER | 1831010 | CM03_100 | C03 |  |  | ACTV | 2021-04-20 | DZIWULS2 | 2012-03-02 | PINTOM | 2021-04-20 | M | E_GRINDER | EB3C2
10068115 | PUMP, GRINDER, E-ONE | E-S-C03-C-027-GP187 | SAP80049 | [8 empty] | IE000000000010068115 | GRINDER UNIT, 17 RUMSEY, HOLLAND |  |  |  |  | 0000000000 |  |  |  | EN |  |  | INST |  | X |  | 00:00:00 | [7 empty] | ENVIRONMENT ONE CORPORATION | EXTREME SERIES AMGP | WH427096 |  | 2003 | C03 | 2003 | GRINDER | 1831010 | CM03_100 | C03 |  |  | ACTV | 2014-09-09 | DZIWULS2 | 2012-03-22 | CURRENTJ | 2015-12-16 | M | E_GRINDER | EB3BE
10063113 | PUMP, GRINDER, E-ONE | E-S-C03-C-027-GP188 | 327G123A | [8 empty] | IE000000000010063113 | GRINDER UNIT, 50 RUMSEY, HOLLAND |  |  |  |  | 0000000000 |  |  |  | EN |  |  | INST |  | X |  | 00:00:00 | [8 empty] | EXTREME SERIES AMGP | WH355056 |  | 2003 | C03 | 2003 | GRINDER | 1831010 | CM03_100 | C03 |  |  | ACTV | 2021-01-14 | DZIWULS2 | 2012-03-02 | PINTOM | 2021-01-14 | M | E_GRINDER | EB49C
10063178 | PUMP, GRINDER, MYERS | E-S-C03-C-027-GP189 | 327G189A | [8 empty] | IE000000000010063178 | GRINDER UNIT, 27 RUMSEY, HOLLAND |  |  |  |  | 0000000000 |  |  |  | EN |  |  | INST |  | X |  | 00:00:00 | [8 empty] | WG20 |  |  | 2003 | C03 | 2003 | GRINDER | 1831010 | CM03_100 | C03 |  |  | ACTV | 2011-01-01 | DZIWULS2 | 2012-03-02 | CURRENTJ | 2015-12-16 | M | E_GRINDER | EB3BF
10068117 | PUMP, GRINDER, E-ONE | E-S-C03-C-027-GP189 | SAP80051 | [8 empty] | IE000000000010068117 | GRINDER UNIT, 27 RUMSEY, HOLLAND |  |  |  |  | 0000000000 |  |  |  | EN |  |  | INST |  | X |  | 00:00:00 | [7 empty] | ENVIRONMENT ONE CORPORATION | EXTREME SERIES AMGP | WH427098 |  | 2003 | C03 | 2003 | GRINDER | 1831010 | CM03_100 | C03 |  |  | ACTV | 2013-06-10 | DZIWULS2 | 2012-03-22 | CURRENTJ | 2015-12-16 | M | E_GRINDER | EB3BF
10068870 | PUMP, GRINDER, E-ONE | E-S-C03-C-027-GP190 | [9 empty] | IE000000000010068870 | GRINDER UNIT, 60 LEGION, HOLLAND |  |  |  |  | 0000000000 |  |  |  | EN |  |  | INST |  | X |  | 00:00:00 | [7 empty] | ENVIRONMENT ONE CORPORATION | EXTREME SERIES AMGP | WH460667 |  | 2003 | C03 | 2003 | GRINDER | 1831010 | CM03_100 | C03 |  |  | ACTV | 2022-06-21 | ZYNDAK | 2013-06-25 | PINTOM | 2022-06-21 | M | E_GRINDER | EB495
10068102 | PUMP, GRINDER, E-ONE | E-S-C03-C-027-GP192 | SAP80036 | [8 empty] | IE000000000010068102 | GRINDER UNIT, 37 RUMSEY, HOLLAND |  |  |  |  | 0000000000 |  |  |  | EN |  |  | INST |  | X |  | 00:00:00 | [7 empty] | ENVIRONMENT ONE CORPORATION | EXTREME SERIES AMGP | WH427071 |  | 2003 | C03 | 2003 | GRINDER | 1831010 | CM03_100 | C03 |  |  | ACTV | 2013-06-10 | DZIWULS2 | 2012-03-22 | CURRENTJ | 2015-12-16 | M | E_GRINDER | EB3C1
10068890 | PUMP, GRINDER, E-ONE | E-S-C03-C-027-GP193 | [9 empty] | IE000000000010068890 | GRINDER UNIT, 54 LEGION, HOLLAND |  |  |  |  | 0000000000 |  |  |  | EN |  |  | INST |  | X |  | 00:00:00 | [7 empty] | ENVIRONMENT ONE CORPORATION | EXTREME SERIES AMGP | WH460654 |  | 2003 | C03 | 2003 | GRINDER | 1831010 | CM03_100 | C03 |  |  | ACTV | 2014-07-09 | ZYNDAK | 2013-06-25 | CURRENTJ | 2015-12-16 | M | E_GRINDER | EB3C0
10068126 | PUMP, GRINDER, E-ONE | E-S-C03-C-027-GP194 | SAP80060 | [8 empty] | IE000000000010068126 | GRINDER UNIT, 57 RUMSEY, HOLLAND |  |  |  |  | 0000000000 |  |  |  | EN |  |  | INST |  | X |  | 00:00:00 | [7 empty] | ENVIRONMENT ONE CORPORATION | EXTREME SERIES AMGP | WH427158 |  | 2003 | C03 | 2003 | GRINDER | 1831010 | CM03_100 | C03 |  |  | ACTV | 2021-01-04 | DZIWULS2 | 2012-03-22 | PINTOM | 2021-01-04 | M | E_GRINDER | EB3C4
10062931 | PUMP, GRINDER, E-ONE | E-S-C03-C-027-GP195 | 321G015A | [8 empty] | IE000000000010062931 | GRINDER UNIT, 60 RUMSEY, HOLLAND |  |  |  |  | 0000000000 |  |  |  | EN |  |  | INST |  | X |  | 00:00:00 | [8 empty] | EXTREME SERIES AMGP | WH369986 |  | 2003 | C03 | 2003 | GRINDER | 1831010 | CM03_100 | C03 |  |  | ACTV | 2018-06-01 | DZIWULS2 | 2012-03-02 | PINTOM | 2018-06-01 | M | E_GRINDER | EB3C3
10063195 | PUMP, GRINDER, E-ONE | E-S-C03-C-027-GP196 | 327G206A | [8 empty] | IE000000000010063195 | GRINDER UNIT, DUPLEX, 80/100 LEGION, HOL |  |  |  |  | 0000000000 |  |  |  | EN |  |  | INST |  | X |  | 00:00:00 | [8 empty] | EXTREME SERIES AMGP | WH408388 |  | 2003 | C03 | 2003 | GRINDER | 1831010 | CM03_100 | C03 |  |  | ACTV | 2022-03-07 | DZIWULS2 | 2012-03-02 | PINTOM | 2022-03-07 | M | E_GRINDER | EB3C7
10063211 | PUMP, GRINDER, E-ONE | E-S-C03-C-027-GP196 | 327G222A | [8 empty] | IE000000000010063211 | GRINDER UNIT, DUPLEX, 80/100 LEGION, HOL |  |  |  |  | 0000000000 |  |  |  | EN |  |  | INST |  | X |  | 00:00:00 | [8 empty] | EXTREME SERIES AMGP | WH355048 |  | 2003 | C03 | 2003 | GRINDER | 1831010 | CM03_100 | C03 |  |  | ACTV | 2019-08-22 | DZIWULS2 | 2012-03-02 | PINTOM | 2019-08-22 | M | E_GRINDER | EB3C7
10081483 | PUMP, E-ONE | E-S-C03-C-027-GP197 |  |  |  | WH/U200 | [5 empty] | IE000000000010081483 | GRINDER UNIT, 293 CANADA, HOLLAND |  |  |  |  | 0000000000 |  |  |  | EN |  |  | INST |  | X |  | 00:00:00 |  |  | USD |  |  |  |  | E-ONE | U200A10ADF | WH773317 |  | 2003 | C03 | 2003 | PUMP | 1831010 | CM03_100 | C03 |  |  | ACTV | 2022-08-24 | PINTOM | 2022-02-02 | PINTOM | 2022-08-24 | M | E_PUMP | 19E3CE
10063353 | PUMP, GRINDER, E-ONE, #2 | E-S-C03-C-027-GP198 | 321G018B | [8 empty] | IE000000000010063353 | GRINDER UNIT, 303/305 CANADA, HOLLAND |  |  |  |  | 0000000000 |  |  |  | EN |  |  | INST |  | X |  | 00:00:00 | [8 empty] | EXTREME SERIES - AMG | WH355065 |  | 2003 | C03 | 2003 | GRINDER | 1831010 | CM03_100 | C03 |  |  | ACTV | 2021-09-09 | DZIWULS2 | 2012-03-02 | PINTOM | 2021-09-09 | M | E_GRINDER | EB49B
10063188 | PUMP, GRINDER, E-ONE | E-S-C03-C-027-GP199 | 327G199A | [8 empty] | IE000000000010063188 | GRINDER UNIT, 304 CANADA, HOLLAND |  |  |  |  | 0000000000 |  |  |  | EN |  |  | INST |  | X |  | 00:00:00 | [8 empty] | EXTREME SERIES AMGP | WH364077 |  | 2003 | C03 | 2003 | GRINDER | 1831010 | CM03_100 | C03 |  |  | ACTV | 2011-01-01 | DZIWULS2 | 2012-03-02 | CURRENTJ | 2015-12-16 | M | E_GRINDER | EB3BD
10062926 | PUMP, GRINDER, E-ONE | E-S-C03-C-027-GP200 | 321G010A | [8 empty] | IE000000000010062926 | GRINDER UNIT, 326 CANADA, HOLLAND |  |  |  |  | 0000000000 |  |  |  | EN |  |  | INST |  | X |  | 00:00:00 | [8 empty] | EXTREME SERIES AMGP | WH394488 |  | 2003 | C03 | 2003 | GRINDER | 1831010 | CM03_100 | C03 |  |  | ACTV | 2021-11-12 | DZIWULS2 | 2012-03-02 | PINTOM | 2021-11-12 | M | E_GRINDER | EB3BC
10068860 | PUMP, GRINDER, E-ONE | E-S-C03-C-027-GP201 | [9 empty] | IE000000000010068860 | GRINDER UNIT, 63 CANADA, HOLLAND |  |  |  |  | 0000000000 |  |  |  | EN |  |  | INST |  | X |  | 00:00:00 | [7 empty] | ENVIRONMENT ONE CORPORATION | EXTREME SERIES AMGP | WH460639 |  | 2003 | C03 | 2003 | GRINDER | 1831010 | CM03_100 | C03 |  |  | ACTV | 2020-11-23 | ZYNDAK | 2013-06-25 | PINTOM | 2020-11-23 | M | E_GRINDER | EB48A
10063191 | PUMP, GRINDER, MYERS | E-S-C03-C-027-GP202 | 327G202A | [8 empty] | IE000000000010063191 | GRINDER UNIT, 61 CANADA, HOLLAND |  |  |  |  | 0000000000 |  |  |  | EN |  |  | INST |  | X |  | 00:00:00 | [8 empty] | WG20 |  |  | 2003 | C03 | 2003 | GRINDER | 1831010 | CM03_100 | C03 |  |  | ACTV | 2011-01-01 | DZIWULS2 | 2012-03-02 | CURRENTJ | 2015-12-16 | M | E_GRINDER | EB3EF
10068281 | PUMP, GRINDER, E-ONE | E-S-C03-C-027-GP203 | SAP80229 | [8 empty] | IE000000000010068281 | GRINDER UNIT, 51 CANADA, HOLLAND |  |  |  |  | 0000000000 |  |  |  | EN |  |  | INST |  | X |  | 00:00:00 | [7 empty] | ENVIRONMENT ONE CORPORATION | EXTREME SERIES AMGP | WH407458 |  | 2003 | C03 | 2003 | GRINDER | 1831010 | CM03_100 | C03 |  |  | ACTV | 2020-11-23 | DZIWULS2 | 2012-03-22 | PINTOM | 2020-11-23 | M | E_GRINDER | EB489
10062930 | PUMP, GRINDER, E-ONE, #1 | E-S-C03-C-027-GP204 | 321G014A | [8 empty] | IE000000000010062930 | GRINDER UNIT, 49 CANADA, HOLLAND |  |  |  |  | 0000000000 |  |  |  | EN |  |  | INST |  | X |  | 00:00:00 | [8 empty] | EXTREME SERIES AMGP | WH369976 |  | 2003 | C03 | 2003 | GRINDER | 1831010 | CM03_100 | C03 |  |  | ACTV | 2016-08-15 | DZIWULS2 | 2012-03-02 | PINTOM | 2016-08-15 | M | E_GRINDER | EB474
10068074 | PUMP, GRINDER, E-ONE | E-S-C03-C-027-GP205 | SAP80008 | [8 empty] | IE000000000010068074 | GRINDER UNIT, 50 CANADA DUPLEX, HOLLAND |  |  |  |  | 0000000000 |  |  |  | EN |  |  | INST |  | X |  | 00:00:00 | [7 empty] | ENVIRONMENT ONE CORPORATION | EXTREME SERIES AMGP | WH426790 |  | 2003 | C03 | 2003 | GENL | 1831010 | CM03_100 | C03 |  |  | ACTV | 2013-08-29 | DZIWULS2 | 2012-03-22 | CURRENTJ | 2015-12-16 | M | E_GRINDER | EB463
10068887 | PUMP, GRINDER, E-ONE | E-S-C03-C-027-GP205 | [9 empty] | IE000000000010068887 | GRINDER UNIT, 50 CANADA DUPLEX, HOLLAND |  |  |  |  | 0000000000 |  |  |  | EN |  |  | INST |  | X |  | 00:00:00 | [7 empty] | ENVIRONMENT ONE CORPORATION | EXTREME SERIES AMGP | WH460500 |  | 2003 | C03 | 2003 | GRINDER | 1831010 | CM03_100 | C03 |  |  | ACTV | 2021-09-20 | ZYNDAK | 2013-06-25 | PINTOM | 2021-09-20 | M | E_GRINDER | EB463
10063205 | PUMP, GRINDER, E-ONE | E-S-C03-C-027-GP206 | 327G216A | [8 empty] | IE000000000010063205 | GRINDER UNIT, 37 CANADA, HOLLAND |  |  |  |  | 0000000000 |  |  |  | EN |  |  | INST |  | X |  | 00:00:00 | [8 empty] | EXTREME SERIES AMGP | WH355018 |  | 2003 | C03 | 2003 | GRINDER | 1831010 | CM03_100 | C03 |  |  | ACTV | 2021-12-02 | DZIWULS2 | 2012-03-02 | PINTOM | 2021-12-02 | M | E_GRINDER | EB473
10068079 | PUMP, GRINDER, E-ONE | E-S-C03-C-027-GP207 | SAP80013 | [8 empty] | IE000000000010068079 | GRINDER UNIT, 29 CANADA, HOLLAND |  |  |  |  | 0000000000 |  |  |  | EN |  |  | INST |  | X |  | 00:00:00 | [7 empty] | ENVIRONMENT ONE CORPORATION | EXTREME SERIES AMGP | WH426813 |  | 2003 | C03 | 2003 | GRINDER | 1831010 | CM03_100 | C03 |  |  | ACTV | 2022-07-01 | DZIWULS2 | 2012-03-22 | PINTOM | 2022-07-01 | M | E_GRINDER | EB472
10063136 | PUMP, GRINDER, E-ONE | E-S-C03-C-027-GP208 | 327G147A | [8 empty] | IE000000000010063136 | GRINDER UNIT, 34 CANADA, HOLLAND |  |  |  |  | 0000000000 |  |  |  | EN |  |  | INST |  | X |  | 00:00:00 | [8 empty] | EXTREME SERIES AMGP | WH407493 |  | 2003 | C03 | 2003 | GRINDER | 1831010 | CM03_100 | C03 |  |  | ACTV | 2020-05-20 | DZIWULS2 | 2012-03-02 | PINTOM | 2020-05-20 | M | E_GRINDER | EB464
10068862 | PUMP, GRINDER, E-ONE | E-S-C03-C-027-GP209 | [9 empty] | IE000000000010068862 | GRINDER UNIT, 24 CANADA, HOLLAND |  |  |  |  | 0000000000 |  |  |  | EN |  |  | INST |  | X |  | 00:00:00 | [7 empty] | ENVIRONMENT ONE CORPORATION | EXTREME SERIES AMGP | WH460657 |  | 2003 | C03 | 2003 | GRINDER | 1831010 | CM03_100 | C03 |  |  | ACTV | 2016-08-04 | ZYNDAK | 2013-06-25 | PINTOM | 2016-08-04 | M | E_GRINDER | 19E3CA
10063053 | PUMP, GRINDER, E-ONE | E-S-C03-C-027-GP210 | 327G063A | [8 empty] | IE000000000010063053 | GRINDER UNIT, DUPLEX, 18 CANADA, HOLLAN |  |  |  |  | 0000000000 |  |  |  | EN |  |  | INST |  | X |  | 00:00:00 | [8 empty] | EXTREME SERIES AMGP | WH369981 |  | 2003 | C03 | 2003 | GRINDER | 1831010 | CM03_100 | C03 |  |  | ACTV | 2021-07-12 | DZIWULS2 | 2012-03-02 | PINTOM | 2021-07-12 | M | E_GRINDER | 19E3C8
10068077 | PUMP, GRINDER, E-ONE | E-S-C03-C-027-GP210 | SAP80011 | [8 empty] | IE000000000010068077 | GRINDER UNIT, DUPLEX, 18 CANADA, HOLLAN |  |  |  |  | 0000000000 |  |  |  | EN |  |  | INST |  | X |  | 00:00:00 | [7 empty] | ENVIRONMENT ONE CORPORATION | EXTREME SERIES AMGP | WH426806 |  | 2003 | C03 | 2003 | GRINDER | 1831010 | CM03_100 | C03 |  |  | ACTV | 2021-07-12 | DZIWULS2 | 2012-03-22 | PINTOM | 2021-07-12 | M | E_GRINDER | 19E3C8
10063200 | PUMP, GRINDER, MYERS | E-S-C03-C-027-GP211 | 327G211A | [8 empty] | IE000000000010063200 | GRINDER UNIT, 44 VERMONT, HOLLAND |  |  |  |  | 0000000000 |  |  |  | EN |  |  | INST |  | X |  | 00:00:00 | [8 empty] | WG20 |  |  | 2003 | C03 | 2003 | GRINDER | 1831010 | CM03_100 | C03 |  |  | ACTV | 2011-01-01 | DZIWULS2 | 2012-03-02 | CURRENTJ | 2015-12-16 | M | E_GRINDER | 19E3CB
10070398 | PUMP, GRINDER, E-ONE | E-S-C03-C-027-GP211 | 327G156A | [8 empty] | IE000000000010070398 | GRINDER UNIT, 44 VERMONT, HOLLAND |  |  |  |  | 0000000000 |  |  |  | EN |  |  | INST |  | X |  | 00:00:00 | [8 empty] | EXTREME SERIES AMGP | WH407463 |  | 2003 | C03 | 2003 | GRINDER | 1831010 | CM03_100 | C03 |  |  | ACTV | 2014-09-08 | PINTOM | 2014-09-08 | CURRENTJ | 2015-12-16 | M | E_GRINDER | 19E3CB
10063201 | PUMP, GRINDER, E-ONE | E-S-C03-C-027-GP212 | 327G212A | [8 empty] | IE000000000010063201 | GRINDER UNIT, 54 VERMONT, HOLLAND |  |  |  |  | 0000000000 |  |  |  | EN |  |  | INST |  | X |  | 00:00:00 | [8 empty] | EXTREME SERIES AMGP | WH369980 |  | 2003 | C03 | 2003 | GRINDER | 1831010 | CM03_100 | C03 |  |  | ACTV | 2011-01-01 | DZIWULS2 | 2012-03-02 | CURRENTJ | 2015-12-16 | M | E_GRINDER | EB471
10081524 | PUMP, E-ONE | E-S-C03-C-027-GP213 |  |  |  | WH/U200 | [5 empty] | IE000000000010081524 | GRINDER UNIT, 64 VERMONT, HOLLAND |  |  |  |  | 0000000000 |  |  |  | EN |  |  | INST |  | X |  | 00:00:00 |  |  | USD |  |  |  |  | E-ONE | U200A10ADF | WH773314 |  | 2003 | C03 | 2003 | PUMP | 1831010 | CM03_100 | C03 |  |  | ACTV | 2022-03-25 | PINTOM | 2022-03-21 | PINTOM | 2022-03-25 | M | E_PUMP | EB475
10068089 | PUMP, GRINDER, E-ONE | E-S-C03-C-027-GP214 | SAP80023 | [8 empty] | IE000000000010068089 | GRINDER UNIT, 72 VERMONT, HOLLAND |  |  |  |  | 0000000000 |  |  |  | EN |  |  | INST |  | X |  | 00:00:00 | [7 empty] | ENVIRONMENT ONE CORPORATION | EXTREME SERIES AMGP | WH426867 |  | 2003 | C03 | 2003 | GENL | 1831010 | CM03_100 | C03 |  |  | ACTV | 2013-07-09 | DZIWULS2 | 2012-03-22 | CURRENTJ | 2015-12-16 | M | E_GRINDER | EB476
10063049 | PUMP, GRINDER, E-ONE | E-S-C03-C-027-GP215 | 327G059A | [8 empty] | IE000000000010063049 | GRINDER UNIT, 80 VERMONT, HOLLAND |  |  |  |  | 0000000000 |  |  |  | EN |  |  | INST |  | X |  | 00:00:00 | [8 empty] | EXTREME SERIES AMGP | WH408398 |  | 2003 | C03 | 2003 | GRINDER | 1831010 | CM03_100 | C03 |  |  | ACTV | 2022-02-22 | DZIWULS2 | 2012-03-02 | PINTOM | 2022-02-22 | M | E_GRINDER | EB47A
10068156 | PUMP, GRINDER, E-ONE | E-S-C03-C-027-GP216 | SAP80090 | [8 empty] | IE000000000010068156 | GRINDER UNIT, 86 VERMONT, HOLLAND |  |  |  |  | 0000000000 |  |  |  | EN |  |  | INST |  | X |  | 00:00:00 | [7 empty] | ENVIRONMENT ONE CORPORATION | EXTREME SERIES AMGP | WH427373 |  | 2003 | C03 | 2003 | GENL | 1831010 | CM03_100 | C03 |  |  | ACTV | 2015-10-02 | DZIWULS2 | 2012-03-22 | CURRENTJ | 2015-12-16 | M | E_GRINDER | EB47B
10068070 | PUMP, GRINDER, E-ONE | E-S-C03-C-027-GP217 | SAP80004 | [8 empty] | IE000000000010068070 | GRINDER UNIT, 92/94 VERMONT, HOLLAND |  |  |  |  | 0000000000 |  |  |  | EN |  |  | INST |  | X |  | 00:00:00 | [7 empty] | ENVIRONMENT ONE CORPORATION | EXTREME SERIES AMGP | WH426767 |  | 2003 | C03 | 2003 | GRINDER | 1831010 | CM03_100 | C03 |  |  | ACTV | 2022-08-17 | DZIWULS2 | 2012-03-22 | PINTOM | 2022-08-17 | M | E_GRINDER | EB47C
10068299 | PUMP, GRINDER, E-ONE | E-S-C03-C-027-GP218 | SAP80247 | [8 empty] | IE000000000010068299 | GRINDER UNIT, 112 VERMONT, HOLLAND |  |  |  |  | 0000000000 |  |  |  | EN |  |  | INST |  | X |  | 00:00:00 | [7 empty] | ENVIRONMENT ONE CORPORATION | EXTREME SERIES AMGP | WH407414 |  | 2003 | C03 | 2003 | GRINDER | 1831010 | CM03_100 | C03 |  |  | ACTV | 2021-04-20 | DZIWULS2 | 2012-03-22 | PINTOM | 2021-04-20 | M | E_GRINDER | EB480
10063208 | PUMP, GRINDER, E-ONE | E-S-C03-C-027-GP219 | 327G219A | [8 empty] | IE000000000010063208 | GRINDER UNIT, 138 VERMONT, HOLLAND |  |  |  |  | 0000000000 |  |  |  | EN |  |  | INST |  | X |  | 00:00:00 | [8 empty] | EXTREME SERIES AMGP | WH337941 |  | 2003 | C03 | 2003 | GRINDER | 1831010 | CM03_100 | C03 |  |  | ACTV | 2011-01-01 | DZIWULS2 | 2012-03-02 | CURRENTJ | 2015-12-16 | M | E_GRINDER | EB483
10063209 | PUMP, GRINDER, E-ONE | E-S-C03-C-027-GP220 | 327G220A | [8 empty] | IE000000000010063209 | GRINDER UNIT, 156 VERMONT, HOLLAND |  |  |  |  | 0000000000 |  |  |  | EN |  |  | INST |  | X |  | 00:00:00 | [8 empty] | EXTREME SERIES AMGP | WH364058 |  | 2003 | C03 | 2003 | GRINDER | 1831010 | CM03_100 | C03 |  |  | ACTV | 2011-01-01 | DZIWULS2 | 2012-03-02 | CURRENTJ | 2015-12-16 | M | E_GRINDER | EB488
10068080 | PUMP, GRINDER, E-ONE | E-S-C03-C-027-GP222 | SAP80014 | [8 empty] | IE000000000010068080 | GRINDER UNIT, 192 VERMONT, HOLLAND |  |  |  |  | 0000000000 |  |  |  | EN |  |  | INST |  | X |  | 00:00:00 | [7 empty] | ENVIRONMENT ONE CORPORATION | EXTREME SERIES AMGP | WH426816 |  | 2003 | C03 | 2003 | GRINDER | 1831010 | CM03_100 | C03 |  |  | ACTV | 2021-07-26 | DZIWULS2 | 2012-03-22 | PINTOM | 2021-07-26 | M | E_GRINDER | EB4AA
10068150 | PUMP, GRINDER, E-ONE | E-S-C03-C-027-GP223 | SAP80084 | [8 empty] | IE000000000010068150 | GRINDER UNIT, 22 HILLCREST, HOLLAND |  |  |  |  | 0000000000 |  |  |  | EN |  |  | INST |  | X |  | 00:00:00 | [7 empty] | ENVIRONMENT ONE CORPORATION | EXTREME SERIES AMGP | WH427367 |  | 2003 | C03 | 2003 | GRINDER | 1831010 | CM03_100 | C03 |  |  | ACTV | 2021-06-01 | DZIWULS2 | 2012-03-22 | PINTOM | 2021-06-01 | M | E_GRINDER | EB4A3
10063147 | PUMP, GRINDER, E-ONE | E-S-C03-C-027-GP224 | 327G158A | [8 empty] | IE000000000010063147 | GRINDER UNIT, 34 HILLCREST, HOLLAND |  |  |  |  | 0000000000 |  |  |  | EN |  |  | INST |  | X |  | 00:00:00 | [8 empty] | EXTREME SERIES AMGP | WH364060 |  | 2003 | C03 | 2003 | GRINDER | 1831010 | CM03_100 | C03 |  |  | ACTV | 2022-08-01 | DZIWULS2 | 2012-03-02 | PINTOM | 2022-08-01 | M | E_GRINDER | EB4A2
10063214 | PUMP, GRINDER, E-ONE | E-S-C03-C-027-GP225 | 327G225A | [8 empty] | IE000000000010063214 | GRINDER UNIT, 41 HILLCREST, HOLLAND |  |  |  |  | 0000000000 |  |  |  | EN |  |  | INST |  | X |  | 00:00:00 | [8 empty] | EXTREME SERIES AMGP | WH408402 |  | 2003 | C03 | 2003 | GRINDER | 1831010 | CM03_100 | C03 |  |  | ACTV | 2011-01-01 | DZIWULS2 | 2012-03-02 | CURRENTJ | 2015-12-16 | M | E_GRINDER | EB4A1
10068304 | PUMP, GRINDER, E-ONE | E-S-C03-C-027-GP226 | SAP80252 | [8 empty] | IE000000000010068304 | GRINDER UNIT, 56 HILLCREST, HOLLAND |  |  |  |  | 0000000000 |  |  |  | EN |  |  | INST |  | X |  | 00:00:00 | [7 empty] | ENVIRONMENT ONE CORPORATION | EXTREME SERIES AMGP | WH422444 |  | 2003 | C03 | 2003 | GRINDER | 1831010 | CM03_100 | C03 |  |  | ACTV | 2013-06-10 | DZIWULS2 | 2012-03-22 | CURRENTJ | 2015-12-16 | M | E_GRINDER | EB4A0
10063216 | PUMP, GRINDER, E-ONE | E-S-C03-C-027-GP227 | 327G227A | [8 empty] | IE000000000010063216 | GRINDER UNIT, 59 HILLCREST, HOLLAND |  |  |  |  | 0000000000 |  |  |  | EN |  |  | INST |  | X |  | 00:00:00 | [8 empty] | EXTREME SERIES AMGP | WH337911 |  | 2003 | C03 | 2003 | GRINDER | 1831010 | CM03_100 | C03 |  |  | ACTV | 2011-01-01 | DZIWULS2 | 2012-03-02 | CURRENTJ | 2015-12-16 | M | E_GRINDER | EB49F
10068107 | PUMP, GRINDER, E-ONE | E-S-C03-C-027-GP228 | SAP80041 | [8 empty] | IE000000000010068107 | GRINDER UNIT, 200 EDGEWOOD, HOLLAND |  |  |  |  | 0000000000 |  |  |  | EN |  |  | INST |  | X |  | 00:00:00 | [7 empty] | ENVIRONMENT ONE CORPORATION | EXTREME SERIES AMGP | WH427076 |  | 2003 | C03 | 2003 | GRINDER | 1831010 | CM03_100 | C03 |  |  | ACTV | 2018-04-11 | DZIWULS2 | 2012-03-22 | PINTOM | 2018-04-11 | M | E_GRINDER | EB4A4
10063218 | PUMP, GRINDER, E-ONE | E-S-C03-C-027-GP229 | 327G229A | [8 empty] | IE000000000010063218 | GRINDER UNIT, 210 VERMONT, HOLLAND |  |  |  |  | 0000000000 |  |  |  | EN |  |  | INST |  | X |  | 00:00:00 | [8 empty] | EXTREME SERIES AMGP | WH407412 |  | 2003 | C03 | 2003 | GRINDER | 1831010 | CM03_100 | C03 |  |  | ACTV | 2011-01-01 | DZIWULS2 | 2012-03-02 | CURRENTJ | 2015-12-16 | M | E_GRINDER | EB4A5
10068127 | PUMP, GRINDER, E-ONE | E-S-C03-C-027-GP230 | SAP80061 | [8 empty] | IE000000000010068127 | GRINDER UNIT, 241 VERMONT, HOLLAND |  |  |  |  | 0000000000 |  |  |  | EN |  |  | INST |  | X |  | 00:00:00 | [7 empty] | ENVIRONMENT ONE CORPORATION | EXTREME SERIES AMGP | WH427159 |  | 2003 | C03 | 2003 | GENL | 1831010 | CM03_100 | C03 |  |  | ACTV | 2013-06-12 | DZIWULS2 | 2012-03-22 | CURRENTJ | 2015-12-16 | M | E_GRINDER | EB4AD
10068116 | PUMP, GRINDER, E-ONE | E-S-C03-C-027-GP232 | SAP80050 | [8 empty] | IE000000000010068116 | GRINDER UNIT, 254 VERMONT, HOLLAND |  |  |  |  | 0000000000 |  |  |  | EN |  |  | INST |  | X |  | 00:00:00 | [7 empty] | ENVIRONMENT ONE CORPORATION | EXTREME SERIES AMGP | WH427097 |  | 2003 | C03 | 2003 | GRINDER | 1831010 | CM03_100 | C03 |  |  | ACTV | 2014-09-09 | DZIWULS2 | 2012-03-22 | CURRENTJ | 2015-12-16 | M | E_GRINDER | 53
10068154 | PUMP, GRINDER, E-ONE | E-S-C03-C-027-GP233 | SAP80088 | [8 empty] | IE000000000010068154 | GRINDER UNIT, 269 VERMONT, HOLLAND |  |  |  |  | 0000000000 |  |  |  | EN |  |  | INST |  | X |  | 00:00:00 | [7 empty] | ENVIRONMENT ONE CORPORATION | EXTREME SERIES AMGP | WH427371 |  | 2003 | C03 | 2003 | GRINDER | 1831010 | CM03_100 | C03 |  |  | ACTV | 2021-04-12 | DZIWULS2 | 2012-03-22 | PINTOM | 2021-04-12 | M | E_GRINDER | EB4AE
10063222 | PUMP, GRINDER, E-ONE | E-S-C03-C-027-GP234 | 327G234A | [8 empty] | IE000000000010063222 | GRINDER UNIT, 260 VERMONT, HOLLAND |  |  |  |  | 0000000000 |  |  |  | EN |  |  | INST |  | X |  | 00:00:00 | [8 empty] | EXTREME SERIES AMGP | WH364061 |  | 2003 | C03 | 2003 | GRINDER | 1831010 | CM03_100 | C03 |  |  | ACTV | 2011-01-01 | DZIWULS2 | 2012-03-02 | CURRENTJ | 2015-12-16 | M | E_GRINDER | EB4A8
10081484 | PUMP, E-ONE | E-S-C03-C-027-GP235 |  |  |  | WH/U200 | [5 empty] | IE000000000010081484 | GRINDER UNIT, 287 VERMONT, HOLLAND |  |  |  |  | 0000000000 |  |  |  | EN |  |  | INST |  | X |  | 00:00:00 |  |  | USD |  |  |  |  | E-ONE | U200A10ADF | WH773319 |  | 2003 | C03 | 2003 | PUMP | 1831010 | CM03_100 | C03 |  |  | ACTV | 2022-06-09 | PINTOM | 2022-02-02 | PINTOM | 2022-06-09 | M | E_PUMP | EB4AF
10063224 | PUMP, GRINDER, E-ONE | E-S-C03-C-027-GP236 | 327G236A | [8 empty] | IE000000000010063224 | GRINDER UNIT, 326 VERMONT, HOLLAND |  |  |  |  | 0000000000 |  |  |  | EN |  |  | INST |  | X |  | 00:00:00 | [8 empty] | EXTREME SERIES AMGP | WH355584 |  | 2003 | C03 | 2003 | GRINDER | 1831010 | CM03_100 | C03 |  |  | ACTV | 2011-01-01 | DZIWULS2 | 2012-03-02 | CURRENTJ | 2015-12-16 | M | E_GRINDER | EB4A9
10063225 | PUMP, GRINDER, E-ONE | E-S-C03-C-027-GP237 | 327G237A | [8 empty] | IE000000000010063225 | GRINDER UNIT, 7 HILLSIDE, HOLLAND |  |  |  |  | 0000000000 |  |  |  | EN |  |  | INST |  | X |  | 00:00:00 | [8 empty] | EXTREME SERIES AMGP | WH407505 |  | 2003 | C03 | 2003 | GRINDER | 1831010 | CM03_100 | C03 |  |  | ACTV | 2011-01-01 | DZIWULS2 | 2012-03-02 | CURRENTJ | 2015-12-16 | M | E_GRINDER | EB4B0
10063226 | PUMP, GRINDER, E-ONE | E-S-C03-C-027-GP238 | 327G238A | [8 empty] | IE000000000010063226 | GRINDER UNIT, 19 HILLSIDE, HOLLAND |  |  |  |  | 0000000000 |  |  |  | EN |  |  | INST |  | X |  | 00:00:00 | [8 empty] | EXTREME SERIES AMGP | WH407462 |  | 2003 | C03 | 2003 | GRINDER | 1831010 | CM03_100 | C03 |  |  | ACTV | 2011-01-01 | DZIWULS2 | 2012-03-02 | CURRENTJ | 2015-12-16 | M | E_GRINDER | EB4BB
10063227 | PUMP, GRINDER, E-ONE | E-S-C03-C-027-GP239 | 327G239A | [8 empty] | IE000000000010063227 | GRINDER UNIT, 36 HILLSIDE, HOLLAND |  |  |  |  | 0000000000 |  |  |  | EN |  |  | INST |  | X |  | 00:00:00 | [8 empty] | EXTREME SERIES AMGP | WH407440 |  | 2003 | C03 | 2003 | GRINDER | 1831010 | CM03_100 | C03 |  |  | ACTV | 2011-01-01 | DZIWULS2 | 2012-03-02 | CURRENTJ | 2015-12-16 | M | E_GRINDER | EB4BC
10068098 | PUMP, GRINDER, E-ONE | E-S-C03-C-027-GP240 | SAP80032 | [8 empty] | IE000000000010068098 | GRINDER UNIT, 327 VERMONT, HOLLAND |  |  |  |  | 0000000000 |  |  |  | EN |  |  | INST |  | X |  | 00:00:00 | [7 empty] | ENVIRONMENT ONE CORPORATION | EXTREME SERIES AMGP | WH427067 |  | 2003 | C03 | 2003 | GRINDER | 1831010 | CM03_100 | C03 |  |  | ACTV | 2021-11-15 | DZIWULS2 | 2012-03-22 | PINTOM | 2021-11-15 | M | E_GRINDER | EB4B3
10063229 | PUMP, GRINDER, E-ONE | E-S-C03-C-027-GP241 | 327G241A | [8 empty] | IE000000000010063229 | GRINDER UNIT, 41 HILLSIDE, HOLLAND |  |  |  |  | 0000000000 |  |  |  | EN |  |  | INST |  | X |  | 00:00:00 | [8 empty] | EXTREME SERIES AMGP | WH408020 |  | 2003 | C03 | 2003 | GRINDER | 1831010 | CM03_100 | C03 |  |  | ACTV | 2011-01-01 | DZIWULS2 | 2012-03-02 | CURRENTJ | 2015-12-16 | M | E_GRINDER | EB4BD
10081478 | PUMP, E-ONE | E-S-C03-C-027-GP242 |  |  |  | WH/U200 | [5 empty] | IE000000000010081478 | GRINDER UNIT, 47 HILLSIDE, HOLLAND |  |  |  |  | 0000000000 |  |  |  | EN |  |  | INST |  | X |  | 00:00:00 |  |  | USD |  |  |  |  | E-ONE | U200A10ADF | WH773268 |  | 2003 | C03 | 2003 | PUMP | 1831010 | CM03_100 | C03 |  |  | ACTV | 2022-03-29 | PINTOM | 2022-02-02 | PINTOM | 2022-03-29 | M | E_PUMP | EB4B1
10063231 | PUMP, GRINDER, E-ONE | E-S-C03-C-027-GP243 | 327G243A | [8 empty] | IE000000000010063231 | GRINDER UNIT, 48 HILLSIDE, HOLLAND |  |  |  |  | 0000000000 |  |  |  | EN |  |  | INST |  | X |  | 00:00:00 | [8 empty] | EXTREME SERIES AMGP | WH407488 |  | 2003 | C03 | 2003 | GRINDER | 1831010 | CM03_100 | C03 |  |  | ACTV | 2014-09-09 | DZIWULS2 | 2012-03-02 | CURRENTJ | 2015-12-16 | M | E_GRINDER | EB4BF
10063141 | PUMP, GRINDER, E-ONE | E-S-C03-C-027-GP244 | 327G152A | [8 empty] | IE000000000010063141 | GRINDER UNIT, 151 S. MAIN, HOLLAND |  |  |  |  | 0000000000 |  |  |  | EN |  |  | INST |  | X |  | 00:00:00 | [8 empty] | EXTREME SERIES AMGP | WH368916 |  | 2003 | C03 | 2003 | GRINDER | 1831010 | CM03_100 | C03 |  |  | ACTV | 2013-04-04 | DZIWULS2 | 2012-03-02 | CURRENTJ | 2015-12-16 | M | E_GRINDER | EB436
10070885 | PUMP, GRINDER, E-ONE | E-S-C03-C-027-GP246 | [9 empty] | IE000000000010070885 | GRINDER UNIT, 191 CANADA, HOLLAND |  |  |  |  | 0000000000 |  |  |  | EN |  |  | INST |  | X |  | 00:00:00 | [8 empty] | EXTREME SERIES AMGP | WH426836 |  | 2003 | C03 | 2003 | GRINDER | 1831010 | CM03_100 | C03 |  |  | ACTV | 2022-11-30 | PINTOM | 2015-01-08 | PHILLIPP | 2022-11-30 | M | E_GRINDER | WH426836
10068833 | PUMP, GRINDER, E-ONE | E-S-C03-C-027-GP247 | [9 empty] | IE000000000010068833 | GRINDER UNIT, 182 S. MAIN, HOLLAND |  |  |  |  | 0000000000 |  |  |  | EN |  |  | INST |  | X |  | 00:00:00 | [7 empty] | ENVIRONMENT ONE CORPORATION | EXTREME SERIES AMGP | WH460661 |  | 2003 | C03 | 2003 | GRINDER | 1831010 | CM03_100 | C03 |  |  | ACTV | 2022-11-30 | ZYNDAK | 2013-06-25 | PHILLIPP | 2022-11-30 | M | E_GRINDER | WH460661
10068864 | PUMP, GRINDER, E-ONE | E-S-C03-C-027-GP248 | [9 empty] | IE000000000010068864 | GRINDER UNIT, 132 S. MAIN, HOLLAND |  |  |  |  | 0000000000 |  |  |  | EN |  |  | INST |  | X |  | 00:00:00 | [7 empty] | ENVIRONMENT ONE CORPORATION | EXTREME SERIES AMGP | WH460680 |  | 2003 | C03 | 2003 | GRINDER | 1831010 | CM03_100 | C03 |  |  | ACTV | 2022-11-30 | ZYNDAK | 2013-06-25 | PHILLIPP | 2022-11-30 | M | E_GRINDER | WH460680
10065345 | SAN SEWER - HOLLAND PUMP STATION INLET | E-S-C03-C-027-SL | 327101-HPS | [8 empty] | IE000000000010065345 | Sewer line |  |  |  |  | 0000000000 |  |  |  | EN |  |  | INST |  | X |  | 00:00:00 | [11 empty] | 2003 | C03 | 2003 | SEWER | 1831010 | CM03_100 | C03 |  |  | ACTV | 2011-01-01 | DZIWULS2 | 2012-03-21 | KRUGL | 2013-08-26 | M | E_SEWER | 1624E9
10003024 | PANEL, CONTROL, PUMP | E-S-C03-F-BGT-ELINS | 57576 | [8 empty] | IE000000000010003024 | BIG TREE PS ELECTRICAL/INSTRUMENTATION | 14075 |  |  | NY | 0000000000 |  |  |  | EN |  | 4220 BIG TREE RD | INST |  | X |  | 00:00:00 | [7 empty] | CSI CONTROLS | B-FK19264 | 090403-02 |  | 2003 | F03 | 2003 | CONTROL | 1831010 | FM03_200 | F03 |  |  | ACTV | 2014-01-22 | DZIWULS2 | 2012-02-22 | ZYNDAK | 2014-01-22 | M | E_CONTROL
10003019 | PUMP 1 | E-S-C03-F-BGT-WETWL-PUMP1 | 57571 | [8 empty] | IE000000000010003019 | PUMP 1 | 14075 |  |  | NY | 0000000000 |  |  |  | EN |  | 4220 BIG TREE RD | INST |  | X |  | 00:00:00 | [7 empty] | MYER | 4VHX50M6-03 |  |  | 2003 | F03 | 2003 | PUMP | 1831010 | FM03_200 | F03 |  |  | ACTV | 2014-01-22 | DZIWULS2 | 2012-02-22 | ZYNDAK | 2014-01-22 | M | E_PUMP
10003020 | PUMP 2 | E-S-C03-F-BGT-WETWL-PUMP2 | 57572 | [8 empty] | IE000000000010003020 | PUMP 2 | 14075 |  |  | NY | 0000000000 |  |  |  | EN |  | 4220 BIG TREE RD | INST |  | X |  | 00:00:00 | [7 empty] | MYER | 4VHX50M6-03 |  |  | 2003 | F03 | 2003 | PUMP | 1831010 | FM03_200 | F03 |  |  | ACTV | 2014-01-22 | DZIWULS2 | 2012-02-22 | ZYNDAK | 2014-01-22 | M | E_PUMP
10001688 | PANEL, CONTROL, PUMP | E-S-C03-F-BKS-ELINS | 26714 | [8 empty] | IE000000000010001688 | BROOKSIDE PS ELECTRICAL/INSTRUMENTATION | 14075 |  |  | NY | 0000000000 |  |  |  | EN |  | BROOKSIDE RD, END OF | INST |  | X |  | 00:00:00 | [8 empty] | 239580 |  |  | 2003 | F03 | 2003 | CONTROL | 1831010 | FM03_200 | F03 |  |  | ACTV | 2014-01-22 | DZIWULS2 | 2012-02-22 | ZYNDAK | 2014-01-22 | M | E_CONTROL
10001685 | PUMP 1 | E-S-C03-F-BKS-WETWL-PUMP1 | 26711 | [8 empty] | IE000000000010001685 | PUMP 1 | 14075 |  |  | NY | 0000000000 |  |  |  | EN |  | BROOKSIDE RD, END OF | INST |  | X |  | 00:00:00 | [7 empty] | ABS | PIR-E2W |  |  | 2003 | F03 | 2003 | PUMP | 1831010 | FM03_200 | F03 |  |  | ACTV | 2014-01-22 | DZIWULS2 | 2012-02-22 | ZYNDAK | 2014-01-22 | M | E_PUMP
10001686 | PUMP 2 | E-S-C03-F-BKS-WETWL-PUMP2 | 26712 | [8 empty] | IE000000000010001686 | PUMP 2 | 14075 |  |  | NY | 0000000000 |  |  |  | EN |  | BROOKSIDE RD, END OF | INST |  | X |  | 00:00:00 | [7 empty] | ABS | PIR-E2W |  |  | 2003 | F03 | 2003 | PUMP | 1831010 | FM03_200 | F03 |  |  | ACTV | 2014-01-22 | DZIWULS2 | 2012-02-22 | ZYNDAK | 2014-01-22 | M | E_PUMP
10004071 | PUMP 1, SUBMERSIBLE | E-S-C03-F-BLS-DRYWL | 70027 | [8 empty] | IE000000000010004071 | BLASDELL WWRS DRY WELL | 14219 |  |  | NY | 0000000000 |  |  |  | EN |  | 270 MILESTRIP RD | INAC INST |  | X |  | 00:00:00 | [7 empty] | MYERS | E-68118 | LAF 388035 |  | 2003 | F03 | 2003 | PUMP | 1831010 | FM03_100 | F03 |  |  | ACTV | 2016-09-30 | DZIWULS2 | 2012-02-22 | CURRENTJ | 2016-09-30 | M | E_PUMP
10004072 | PUMP 2, SUBMERSIBLE | E-S-C03-F-BLS-DRYWL | 70028 | [8 empty] | IE000000000010004072 | BLASDELL WWRS DRY WELL | 14219 |  |  | NY | 0000000000 |  |  |  | EN |  | 270 MILESTRIP RD | INAC INST |  | X |  | 00:00:00 | [7 empty] | MYERS | E-68118 | LAF 388145 |  | 2003 | F03 | 2003 | PUMP | 1831010 | FM03_100 | F03 |  |  | ACTV | 2016-09-30 | DZIWULS2 | 2012-02-22 | CURRENTJ | 2016-09-30 | M | E_PUMP
10004073 | PUMP 1, VACUUM | E-S-C03-F-BLS-DRYWL | 70029 | [8 empty] | IE000000000010004073 | BLASDELL WWRS DRY WELL | 14219 |  |  | NY | 0000000000 |  |  |  | EN |  | 270 MILESTRIP RD | INAC INST |  | X |  | 00:00:00 | [7 empty] | WESTINGHOUSE | 1462505 | 13-5005 |  | 2003 | F03 | 2003 | PUMP | 1831010 | FM03_100 | F03 |  |  | ACTV | 2016-09-30 | DZIWULS2 | 2012-02-22 | CURRENTJ | 2016-09-30 | M | E_PUMP
10004074 | PUMP 2, VACUUM | E-S-C03-F-BLS-DRYWL | 70030 | [8 empty] | IE000000000010004074 | BLASDELL WWRS DRY WELL | 14219 |  |  | NY | 0000000000 |  |  |  | EN |  | 270 MILESTRIP RD | INAC INST |  | X |  | 00:00:00 | [7 empty] | WESTINGHOUSE | 1462505 | 145N305 |  | 2003 | F03 | 2003 | PUMP | 1831010 | FM03_100 | F03 |  |  | ACTV | 2016-09-30 | DZIWULS2 | 2012-02-22 | CURRENTJ | 2016-09-30 | M | E_PUMP
10004085 | PUMP, SUMP | E-S-C03-F-BLS-DRYWL | 70041 | [8 empty] | IE000000000010004085 | BLASDELL WWRS DRY WELL | 14219 |  |  | NY | 0000000000 |  |  |  | EN |  | 270 MILESTRIP RD | INAC INST |  | X |  | 00:00:00 | [7 empty] | HYDROMATIC |  |  |  | 2003 | F03 | 2003 | PUMP | 1831010 | FM03_100 | F03 |  |  | ACTV | 2016-09-30 | DZIWULS2 | 2012-02-22 | CURRENTJ | 2016-09-30 | M | E_PUMP
10004075 | PUMP 1 | E-S-C03-F-BLS-DRYWL-PUMP1 | 70031 | [8 empty] | IE000000000010004075 | PUMP 1 | 14219 |  |  | NY | 0000000000 |  |  |  | EN |  | 270 MILESTRIP RD | INST |  | X |  | 00:00:00 | [7 empty] | GORMAN RUPP | T6A3-B | 1D77434 |  | 2003 | F03 | 2003 | PUMP | 1831010 | FM03_100 | F03 |  |  | ACTV | 2016-09-30 | DZIWULS2 | 2012-02-22 | CURRENTJ | 2016-09-30 | M | E_PUMP
10004689 | MOTOR, PUMP 1 | E-S-C03-F-BLS-DRYWL-PUMP1 | SAP000359 | [8 empty] | IE000000000010004689 | PUMP 1 | 14219 |  |  | NY | 0000000000 |  |  |  | EN |  | 270 MILESTRIP RD | ASEQ |  | X |  | 00:00:00 | [7 empty] | GE | 5KS254BC205 |  |  | 2003 | F03 | 2003 | MOTOR | 1831010 | FM03_100 | F03 | 10004075 |  | ACTV | 2016-09-30 | DZIWULS2 | 2012-02-22 | CURRENTJ | 2016-09-30 | M | E_MOTOR
10004077 | PUMP 2 | E-S-C03-F-BLS-DRYWL-PUMP2 | 70033 | [8 empty] | IE000000000010004077 | PUMP 2 | 14219 |  |  | NY | 0000000000 |  |  |  | EN |  | 270 MILESTRIP RD | INST |  | X |  | 00:00:00 | [7 empty] | GORMAN RUPP | T6A3-B | 1D77432 |  | 2003 | F03 | 2003 | PUMP | 1831010 | FM03_100 | F03 |  |  | ACTV | 2016-09-30 | DZIWULS2 | 2012-02-22 | CURRENTJ | 2016-09-30 | M | E_PUMP
10004079 | PUMP 3 | E-S-C03-F-BLS-DRYWL-PUMP3 | 70035 | [8 empty] | IE000000000010004079 | PUMP 3 | 14219 |  |  | NY | 0000000000 |  |  |  | EN |  | 270 MILESTRIP RD | INST |  | X |  | 00:00:00 | [7 empty] | GORMAN RUPP | T6A3-B | 1D77433 |  | 2003 | F03 | 2003 | PUMP | 1831010 | FM03_100 | F03 |  |  | ACTV | 2016-09-30 | DZIWULS2 | 2012-02-22 | CURRENTJ | 2016-09-30 | M | E_PUMP
10004080 | PUMP 4 | E-S-C03-F-BLS-DRYWL-PUMP4 | 70036 | [8 empty] | IE000000000010004080 | PUMP 4 | 14219 |  |  | NY | 0000000000 |  |  |  | EN |  | 270 MILESTRIP RD | INST |  | X |  | 00:00:00 | [7 empty] | FAIRBANKS MORSE | 5420A | 748941 |  | 2003 | F03 | 2003 | PUMP | 1831010 | FM03_100 | F03 |  |  | ACTV | 2016-09-30 | DZIWULS2 | 2012-02-22 | CURRENTJ | 2016-09-30 | M | E_PUMP
10004690 | MOTOR, PUMP 4 | E-S-C03-F-BLS-DRYWL-PUMP4 | SAP000360 | [8 empty] | IE000000000010004690 | PUMP 4 | 14219 |  |  | NY | 0000000000 |  |  |  | EN |  | 270 MILESTRIP RD | ASEQ |  | X |  | 00:00:00 | [7 empty] | FAIRBANKS MORSE |  |  |  | 2003 | F03 | 2003 | MOTOR | 1831010 | FM03_100 | F03 | 10004080 |  | ACTV | 2016-09-30 | DZIWULS2 | 2012-02-22 | CURRENTJ | 2016-09-30 | M | E_MOTOR
10004083 | PANEL, CONTROL, PUMP | E-S-C03-F-BLS-ELINS | 70039 | [8 empty] | IE000000000010004083 | BLASDELL WWRS ELECTRIC & INSTRUMENTATION | 14219 |  |  | NY | 0000000000 |  |  |  | EN |  | 270 MILESTRIP RD | INST |  | X |  | 00:00:00 | [11 empty] | 2003 | F03 | 2003 | CONTROL | 1831010 | FM03_100 | F03 |  |  | ACTV | 2016-09-30 | DZIWULS2 | 2012-02-22 | CURRENTJ | 2016-09-30 | M | E_CONTROL
10004681 | PANEL, CONTROL, PUMP | E-S-C03-F-BLS-ELINS | SAP000351 | [8 empty] | IE000000000010004681 | BLASDELL WWRS ELECTRIC & INSTRUMENTATION | 14219 |  |  | NY | 0000000000 |  |  |  | EN |  | 270 MILESTRIP RD | INST |  | X |  | 00:00:00 | [7 empty] | CIR INDUSTRIAL |  |  |  | 2003 | F03 | 2003 | CONTROL | 1831010 | FM03_100 | F03 |  |  | ACTV | 2016-09-30 | DZIWULS2 | 2012-02-22 | CURRENTJ | 2016-09-30 | M | E_CONTROL
10004682 | PANEL, CONTROL, PUMP | E-S-C03-F-BLS-ELINS | SAP000352 | [8 empty] | IE000000000010004682 | BLASDELL WWRS ELECTRIC & INSTRUMENTATION | 14219 |  |  | NY | 0000000000 |  |  |  | EN |  | 270 MILESTRIP RD | INST |  | X |  | 00:00:00 | [7 empty] | N/A |  |  |  | 2003 | F03 | 2003 | CONTROL | 1831010 | FM03_100 | F03 |  |  | ACTV | 2016-09-30 | DZIWULS2 | 2012-02-22 | CURRENTJ | 2016-09-30 | M | E_CONTROL
10004684 | PUMP NO 3 STARTER | E-S-C03-F-BLS-ELINS | SAP000354 | [8 empty] | IE000000000010004684 | BLASDELL WWRS ELECTRIC & INSTRUMENTATION | 14219 |  |  | NY | 0000000000 |  |  |  | EN |  | 270 MILESTRIP RD | INST |  | X |  | 00:00:00 | [7 empty] | ALLEN BRADLEY |  |  |  | 2003 | F03 | 2003 | ELECTRIC | 1831010 | FM03_100 | F03 |  |  | ACTV | 2016-09-30 | DZIWULS2 | 2012-02-22 | CURRENTJ | 2016-09-30 | M | E_ELECTRIC
10004686 | PUMP NO 4 STARTER | E-S-C03-F-BLS-ELINS | SAP000356 | [8 empty] | IE000000000010004686 | BLASDELL WWRS ELECTRIC & INSTRUMENTATION | 14219 |  |  | NY | 0000000000 |  |  |  | EN |  | 270 MILESTRIP RD | INST |  | X |  | 00:00:00 | [7 empty] | CUTLER HAMMER |  |  |  | 2003 | F03 | 2003 | ELECTRIC | 1831010 | FM03_100 | F03 |  |  | ACTV | 2016-09-30 | DZIWULS2 | 2012-02-22 | CURRENTJ | 2016-09-30 | M | E_ELECTRIC
10003054 | PUMP 1 | E-S-C03-F-BST-DRYWL-PUMP1 | 57851 |  |  | 380GPM @ 48.5' | [5 empty] | IE000000000010003054 | PUMP 1 | 14075 |  |  | NY | 0000000000 |  |  |  | EN |  | 4013 BRISTOL ROAD | INST |  | X |  | 00:00:00 | [7 empty] | SMITH & LOVELESS | 4C3 | 970329 |  | 2003 | F03 | 2003 | PUMP | 1831010 | FM03_100 | F03 |  |  | ACTV | 2019-09-04 | DZIWULS2 | 2012-02-22 | BROWNK | 2019-09-04 | M | E_PUMP
10003055 | MOTOR, PUMP 1 | E-S-C03-F-BST-DRYWL-PUMP1 | 57851M | [8 empty] | IE000000000010003055 | PUMP 1 | 14075 |  |  | NY | 0000000000 |  |  |  | EN |  | 4013 BRISTOL ROAD | ASEQ |  | X |  | 00:00:00 | [11 empty] | 2003 | F03 | 2003 | MOTOR | 1831010 | FM03_100 | F03 | 10003054 |  | ACTV | 2014-01-14 | DZIWULS2 | 2012-02-22 | ZYNDAK | 2014-01-14 | M | E_MOTOR
10003056 | PUMP 2 | E-S-C03-F-BST-DRYWL-PUMP2 | 57852 |  |  | 380 GPM @ 48.5' TDH | [5 empty] | IE000000000010003056 | PUMP 2 | 14075 |  |  | NY | 0000000000 |  |  |  | EN |  | 4013 BRISTOL ROAD | INST |  | X |  | 00:00:00 | [7 empty] | SMITH & LOVELESS | 4C3 | 970330 |  | 2003 | F03 | 2003 | PUMP | 1831010 | FM03_100 | F03 |  |  | ACTV | 2019-09-04 | DZIWULS2 | 2012-02-22 | BROWNK | 2019-09-04 | M | E_PUMP
10003057 | MOTOR, PUMP 1 | E-S-C03-F-BST-DRYWL-PUMP2 | 57852M | [8 empty] | IE000000000010003057 | PUMP 2 | 14075 |  |  | NY | 0000000000 |  |  |  | EN |  | 4013 BRISTOL ROAD | ASEQ |  | X |  | 00:00:00 | [11 empty] | 2003 | F03 | 2003 | MOTOR | 1831010 | FM03_100 | F03 | 10003056 |  | ACTV | 2014-01-14 | DZIWULS2 | 2012-02-22 | ZYNDAK | 2014-01-14 | M | E_MOTOR
10003058 | PANEL, CONTROL, PUMP | E-S-C03-F-BST-ELINS | 57853 | [8 empty] | IE000000000010003058 | BRISTOL PS ELECTRICAL & INSTRUMENTATION | 14075 |  |  | NY | 0000000000 |  |  |  | EN |  | 4013 BRISTOL ROAD | INST |  | X |  | 00:00:00 | [11 empty] | 2003 | F03 | 2003 | CONTROL | 1831010 | FM03_100 | F03 |  |  | ACTV | 2011-01-01 | DZIWULS2 | 2012-02-22 | YUNGC | 2012-06-08 | M | E_CONTROL
10004164 | PUMP 1, SUMP | E-S-C03-F-BTP-BLDGR-PLUMB | 70558 | [8 empty] | IE000000000010004164 | Plumbing | 14219 |  |  | NY | 0000000000 |  |  |  | EN |  | 3595 JEFFERY BLVD | INST |  | X |  | 00:00:00 | [7 empty] | ITT MARLOW | 1.5HR49EC | A044800 |  | 2003 | F03 | 2003 | PUMP | 1831010 | FM03_100 | F03 |  |  | ACTV | 2011-01-01 | DZIWULS2 | 2012-02-22 | YUNGC | 2012-06-08 | M | E_PUMP
10004165 | PUMP 2, SUMP | E-S-C03-F-BTP-BLDGR-PLUMB | 70559 | [8 empty] | IE000000000010004165 | Plumbing | 14219 |  |  | NY | 0000000000 |  |  |  | EN |  | 3595 JEFFERY BLVD | INST |  | X |  | 00:00:00 | [7 empty] | YEOMANS BROS | 453-NC | 34306 |  | 2003 | F03 | 2003 | PUMP | 1831010 | FM03_100 | F03 |  |  | ACTV | 2011-01-01 | DZIWULS2 | 2012-02-22 | YUNGC | 2012-06-08 | M | E_PUMP
10004705 | BREAKER BOX FOR SUMP PUMP | E-S-C03-F-BTP-BLDGR-PWR | SAP000375 | [8 empty] | IE000000000010004705 | BLASDELL TP SUB-STATION/EMG. POWER | 14219 |  |  | NY | 0000000000 |  |  |  | EN |  | 3595 JEFFERY BLVD | INST |  | X |  | 00:00:00 | [7 empty] | CH |  |  |  | 2003 | F03 | 2003 | ELECTRIC | 1831010 | FM03_100 | F03 |  |  | ACTV | 2011-01-01 | DZIWULS2 | 2012-02-22 | ZYNDAK | 2013-03-06 | M | E_ELECTRIC
10004720 | PANEL, CONTROL, STAND BY PUMP 2 | E-S-C03-F-BTP-BLDGR-PWR | SAP000390 | [8 empty] | IE000000000010004720 | BLASDELL TP SUB-STATION/EMG. POWER | 14219 |  |  | NY | 0000000000 |  |  |  | EN |  | 3595 JEFFERY BLVD | INST |  | X |  | 00:00:00 | [7 empty] | WESTINGHOUSE |  |  |  | 2003 | F03 | 2003 | CONTROL | 1831010 | FM03_100 | F03 |  |  | ACTV | 2011-01-01 | DZIWULS2 | 2012-02-22 | YUNGC | 2012-06-08 | M | E_CONTROL
10000001 | PANEL, CONTROL, HYPO PUMP 1 | E-S-C03-F-BTP-DISIN-SHYPO | SAP000002 | [8 empty] | IE000000000010000001 | Sodium Hypochlorite | 14219 |  |  | NY | 0000000000 |  |  |  | EN |  | 3595 JEFFERY BLVD | INST |  | X |  | 00:00:00 | [7 empty] | FLOMOTION | M31055C | 17124H02 |  | 2003 | F03 | 2003 | CONTROL | 1831010 | FM03_100 | F03 |  |  | ACTV | 2011-01-01 | DZIWULS2 | 2012-02-22 | YUNGC | 2012-06-08 | M | E_CONTROL
10000661 | PANEL, CONTROL, HYPO PUMP 2 | E-S-C03-F-BTP-DISIN-SHYPO | 2-A | [8 empty] | IE000000000010000661 | Sodium Hypochlorite | 14219 |  |  | NY | 0000000000 |  |  |  | EN |  | 3595 JEFFERY BLVD | INST |  | X |  | 00:00:00 | [7 empty] | FLOMOTION | M31055C | 17117H02 |  | 2003 | F03 | 2003 | CONTROL | 1831010 | FM03_100 | F03 |  |  | ACTV | 2011-01-01 | DZIWULS2 | 2012-02-22 | YUNGC | 2012-06-08 | M | E_CONTROL
10004136 | PUMP 1, CARRIER WATER | E-S-C03-F-BTP-DISIN-SHYPO | 70405 | [8 empty] | IE000000000010004136 | Sodium Hypochlorite | 14219 |  |  | NY | 0000000000 |  |  |  | EN |  | 3595 JEFFERY BLVD | INST |  | X |  | 00:00:00 | [11 empty] | 2003 | F03 | 2003 | GENL | 1831010 | FM03_100 | F03 |  |  | ACTV | 2014-06-18 | DZIWULS2 | 2012-02-22 | KAMINSKK | 2014-06-18 | M | E_PUMP
10004137 | MOTOR, CARRIER WATER PUMP 1 | E-S-C03-F-BTP-DISIN-SHYPO | 70405M | [8 empty] | IE000000000010004137 | Sodium Hypochlorite | 14219 |  |  | NY | 0000000000 |  |  |  | EN |  | 3595 JEFFERY BLVD | ASEQ |  | X |  | 00:00:00 | [11 empty] | 2003 | F03 | 2003 | GENL | 1831010 | FM03_100 | F03 | 10004136 |  | ACTV | 2014-06-18 | DZIWULS2 | 2012-02-22 | KAMINSKK | 2014-06-18 | M | E_MOTOR
10004138 | PUMP 2, CARRIER WATER | E-S-C03-F-BTP-DISIN-SHYPO | 70406 | [8 empty] | IE000000000010004138 | Sodium Hypochlorite | 14219 |  |  | NY | 0000000000 |  |  |  | EN |  | 3595 JEFFERY BLVD | INST |  | X |  | 00:00:00 | [11 empty] | 2003 | F03 | 2003 | GENL | 1831010 | FM03_100 | F03 |  |  | ACTV | 2014-06-18 | DZIWULS2 | 2012-02-22 | KAMINSKK | 2014-06-18 | M | E_PUMP
10004139 | MOTOR, CARRIER WATER PUMP 2 | E-S-C03-F-BTP-DISIN-SHYPO | 70406M | [8 empty] | IE000000000010004139 | Sodium Hypochlorite | 14219 |  |  | NY | 0000000000 |  |  |  | EN |  | 3595 JEFFERY BLVD | ASEQ |  | X |  | 00:00:00 | [11 empty] | 2003 | F03 | 2003 | GENL | 1831010 | FM03_100 | F03 | 10004138 |  | ACTV | 2014-06-18 | DZIWULS2 | 2012-02-22 | KAMINSKK | 2014-06-18 | M | E_MOTOR
10004144 | PUMP 1, HYPOCHLORITE | E-S-C03-F-BTP-DISIN-SHYPO | 70411 | [8 empty] | IE000000000010004144 | Sodium Hypochlorite | 14219 |  |  | NY | 0000000000 |  |  |  | EN |  | 3595 JEFFERY BLVD | INST |  | X |  | 00:00:00 | [7 empty] | STERLING ELECTRIC | RA-CM585 | G124721-10 |  | 2003 | F03 | 2003 | PUMP | 1831010 | FM03_100 | F03 |  |  | ACTV | 2011-01-01 | DZIWULS2 | 2012-02-22 | YUNGC | 2012-06-08 | M | E_PUMP
10004145 | MOTOR, HYPOCHLORITE PUMP 1 | E-S-C03-F-BTP-DISIN-SHYPO | 70411M | [8 empty] | IE000000000010004145 | Sodium Hypochlorite | 14219 |  |  | NY | 0000000000 |  |  |  | EN |  | 3595 JEFFERY BLVD | ASEQ |  | X |  | 00:00:00 | [11 empty] | 2003 | F03 | 2003 | MOTOR | 1831010 | FM03_100 | F03 | 10004144 |  | ACTV | 2013-03-06 | DZIWULS2 | 2012-02-22 | ZYNDAK | 2013-03-06 | M | E_MOTOR
10004146 | PUMP 2, HYPOCHLORITE | E-S-C03-F-BTP-DISIN-SHYPO | 70412 | [8 empty] | IE000000000010004146 | Sodium Hypochlorite | 14219 |  |  | NY | 0000000000 |  |  |  | EN |  | 3595 JEFFERY BLVD | INST |  | X |  | 00:00:00 | [7 empty] | STERLING ELECTRIC |  |  |  | 2003 | F03 | 2003 | PUMP | 1831010 | FM03_100 | F03 |  |  | ACTV | 2011-01-01 | DZIWULS2 | 2012-02-22 | YUNGC | 2012-06-08 | M | E_PUMP
10004147 | MOTOR, HYPOCHLORITE PUMP 2 | E-S-C03-F-BTP-DISIN-SHYPO | 70412M | [8 empty] | IE000000000010004147 | Sodium Hypochlorite | 14219 |  |  | NY | 0000000000 |  |  |  | EN |  | 3595 JEFFERY BLVD | ASEQ |  | X |  | 00:00:00 | [11 empty] | 2003 | F03 | 2003 | MOTOR | 1831010 | FM03_100 | F03 | 10004146 |  | ACTV | 2013-03-06 | DZIWULS2 | 2012-02-22 | ZYNDAK | 2013-03-06 | M | E_MOTOR
10004707 | BRAKER PANEL FOR HYPO PUMPS,HEATER,FAN | E-S-C03-F-BTP-DISIN-SHYPO | SAP000377 | [8 empty] | IE000000000010004707 | Sodium Hypochlorite | 14219 |  |  | NY | 0000000000 |  |  |  | EN |  | 3595 JEFFERY BLVD | INST |  | X |  | 00:00:00 | [7 empty] | CUTLER-HAMMER |  |  |  | 2003 | F03 | 2003 | ELECTRIC | 1831010 | FM03_100 | F03 |  |  | ACTV | 2011-01-01 | DZIWULS2 | 2012-02-22 | YUNGC | 2012-06-08 | M | E_ELECTRIC
10004153 | PUMP 1, FINAL EFFLUENT RECIRC | E-S-C03-F-BTP-EFFLT | 70551 | [8 empty] | IE000000000010004153 | BLASDELL TP EFFLUENT | 14219 |  |  | NY | 0000000000 |  |  |  | EN |  | 3595 JEFFERY BLVD | INST |  | X |  | 00:00:00 | [11 empty] | 2003 | F03 | 2003 | PUMP | 1831010 | FM03_100 | F03 |  |  | ACTV | 2011-01-01 | DZIWULS2 | 2012-02-22 | YUNGC | 2012-06-08 | M | E_PUMP
10004154 | MOTOR, FINAL EFFLUENT RECIRC PUMP | E-S-C03-F-BTP-EFFLT | 70551M | [8 empty] | IE000000000010004154 | BLASDELL TP EFFLUENT | 14219 |  |  | NY | 0000000000 |  |  |  | EN |  | 3595 JEFFERY BLVD | ASEQ |  | X |  | 00:00:00 | [11 empty] | 2003 | F03 | 2003 | MOTOR | 1831010 | FM03_100 | F03 | 10004153 |  | ACTV | 2013-03-06 | DZIWULS2 | 2012-02-22 | ZYNDAK | 2013-03-06 | M | E_MOTOR
10000003 | PANEL, CONTROL, PUMP | E-S-C03-F-BTP-INFLT-INPMP | SAP000004 | [8 empty] | IE000000000010000003 | Influent Pumps | 14219 |  |  | NY | 0000000000 |  |  |  | EN |  | 3595 JEFFERY BLVD | INST |  | X |  | 00:00:00 | [7 empty] | ESSEX |  |  |  | 2003 | F03 | 2003 | CONTROL | 1831010 | FM03_100 | F03 |  |  | ACTV | 2011-01-01 | DZIWULS2 | 2012-02-22 | YUNGC | 2012-06-08 | M | E_CONTROL
10002189 | PANEL, CONTROL, PUMP | E-S-C03-F-BTP-INFLT-INPMP | 3-B | [8 empty] | IE000000000010002189 | Influent Pumps | 14219 |  |  | NY | 0000000000 |  |  |  | EN |  | 3595 JEFFERY BLVD | INST |  | X |  | 00:00:00 | [7 empty] | ESSEX |  |  |  | 2003 | F03 | 2003 | CONTROL | 1831010 | FM03_100 | F03 |  |  | ACTV | 2011-01-01 | DZIWULS2 | 2012-02-22 | YUNGC | 2012-06-08 | M | E_CONTROL
10004095 | PUMP 1, MAIN STATION | E-S-C03-F-BTP-INFLT-INPMP | 70112 | [8 empty] | IE000000000010004095 | Influent Pumps | 14219 |  |  | NY | 0000000000 |  |  |  | EN |  | 3595 JEFFERY BLVD | INST |  | X |  | 00:00:00 | [7 empty] | YEOMANS CHICAGO | 44123 | 8905581 |  | 2003 | F03 | 2003 | PUMP | 1831010 | FM03_100 | F03 |  |  | ACTV | 2011-01-01 | DZIWULS2 | 2012-02-22 | YUNGC | 2012-06-08 | M | E_PUMP
10004096 | PUMP 2, MAIN STATION | E-S-C03-F-BTP-INFLT-INPMP | 70113 | [8 empty] | IE000000000010004096 | Influent Pumps | 14219 |  |  | NY | 0000000000 |  |  |  | EN |  | 3595 JEFFERY BLVD | INST |  | X |  | 00:00:00 | [7 empty] | YEOMAS CHICAGO | 1423 | 9810242 |  | 2003 | F03 | 2003 | PUMP | 1831010 | FM03_100 | F03 |  |  | ACTV | 2011-01-01 | DZIWULS2 | 2012-02-22 | YUNGC | 2012-06-08 | M | E_PUMP
10004097 | PUMP 3, MAIN STATION | E-S-C03-F-BTP-INFLT-INPMP | 70114 | [8 empty] | IE000000000010004097 | Influent Pumps | 14219 |  |  | NY | 0000000000 |  |  |  | EN |  | 3595 JEFFERY BLVD | INST |  | X |  | 00:00:00 | [7 empty] | YEOMANS CHICAGO | 88155 | 8905582 |  | 2003 | F03 | 2003 | PUMP | 1831010 | FM03_100 | F03 |  |  | ACTV | 2011-01-01 | DZIWULS2 | 2012-02-22 | YUNGC | 2012-06-08 | M | E_PUMP
10004098 | PUMP, SUMP, MAIN | E-S-C03-F-BTP-INFLT-INPMP | 70115 | [8 empty] | IE000000000010004098 | Influent Pumps | 14219 |  |  | NY | 0000000000 |  |  |  | EN |  | 3595 JEFFERY BLVD | INST |  | X |  | 00:00:00 | [11 empty] | 2003 | F03 | 2003 | PUMP | 1831010 | FM03_100 | F03 |  |  | ACTV | 2011-01-01 | DZIWULS2 | 2012-02-22 | YUNGC | 2012-06-08 | M | E_PUMP
10004746 | MOTOR, INF PUMP 1 | E-S-C03-F-BTP-INFLT-INPMP | SAP000416 | [8 empty] | IE000000000010004746 | Influent Pumps | 14219 |  |  | NY | 0000000000 |  |  |  | EN |  | 3595 JEFFERY BLVD | ASEQ |  | X |  | 00:00:00 | [7 empty] | YEOMANS CHICAGO CORP |  | 9805581-B |  | 2003 | F03 | 2003 | MOTOR | 1831010 | FM03_100 | F03 | 10004095 |  | ACTV | 2013-03-06 | DZIWULS2 | 2012-02-22 | ZYNDAK | 2013-03-06 | M | E_MOTOR
10004757 | MOTOR, INF PUMP 2 | E-S-C03-F-BTP-INFLT-INPMP | SAP000427 | [8 empty] | IE000000000010004757 | Influent Pumps | 14219 |  |  | NY | 0000000000 |  |  |  | EN |  | 3595 JEFFERY BLVD | ASEQ |  | X |  | 00:00:00 | [7 empty] | YEOMANS CHICAGO |  | 9810242 |  | 2003 | F03 | 2003 | MOTOR | 1831010 | FM03_100 | F03 | 10004096 |  | ACTV | 2013-03-06 | DZIWULS2 | 2012-02-22 | ZYNDAK | 2013-03-06 | M | E_MOTOR
10004764 | MOTOR, INF PUMP 3 | E-S-C03-F-BTP-INFLT-INPMP | SAP000434 | [8 empty] | IE000000000010004764 | Influent Pumps | 14219 |  |  | NY | 0000000000 |  |  |  | EN |  | 3595 JEFFERY BLVD | ASEQ |  | X |  | 00:00:00 | [7 empty] | YEOMANS CHICAGO |  | 985582 |  | 2003 | F03 | 2003 | MOTOR | 1831010 | FM03_100 | F03 | 10004097 |  | ACTV | 2013-03-06 | DZIWULS2 | 2012-02-22 | ZYNDAK | 2013-03-06 | M | E_MOTOR
10004774 | VALVES FOR INFLUENT PUMPS | E-S-C03-F-BTP-INFLT-INPMP | SAP000444 | [8 empty] | IE000000000010004774 | Influent Pumps | 14219 |  |  | NY | 0000000000 |  |  |  | EN |  | 3595 JEFFERY BLVD | INST |  | X |  | 00:00:00 | [7 empty] | VARIOUS |  |  |  | 2003 | F03 | 2003 | VALVE | 1831010 | FM03_100 | F03 |  |  | ACTV | 2011-01-01 | DZIWULS2 | 2012-02-22 | YUNGC | 2012-06-08 | M | E_VALVE
10004114 | PUMP 1, RECIRCULATION | E-S-C03-F-BTP-SCDRY-TFLTR | 70321 | [8 empty] | IE000000000010004114 | Trickling filter | 14219 |  |  | NY | 0000000000 |  |  |  | EN |  | 3595 JEFFERY BLVD | INST |  | X |  | 00:00:00 | [7 empty] | PEERLESS | LOMF | 24238 |  | 2003 | F03 | 2003 | PUMP | 1831010 | FM03_100 | F03 |  |  | ACTV | 2011-01-01 | DZIWULS2 | 2012-02-22 | YUNGC | 2012-06-08 | M | E_PUMP
10004115 | MOTOR, RECIRCULATION PUMP 1 | E-S-C03-F-BTP-SCDRY-TFLTR | 70321M | [8 empty] | IE000000000010004115 | Trickling filter | 14219 |  |  | NY | 0000000000 |  |  |  | EN |  | 3595 JEFFERY BLVD | ASEQ |  | X |  | 00:00:00 | [7 empty] | GENERAL ELECTRIC | 5K215PP7014P |  |  | 2003 | F03 | 2003 | MOTOR | 1831010 | FM03_100 | F03 | 10004114 |  | ACTV | 2013-03-06 | DZIWULS2 | 2012-02-22 | ZYNDAK | 2013-03-06 | M | E_MOTOR
10004116 | PUMP 2, RECIRCULATION | E-S-C03-F-BTP-SCDRY-TFLTR | 70326 | [8 empty] | IE000000000010004116 | Trickling filter | 14219 |  |  | NY | 0000000000 |  |  |  | EN |  | 3595 JEFFERY BLVD | INST |  | X |  | 00:00:00 | [7 empty] | PEERLESS | 10MF | 242439 |  | 2003 | F03 | 2003 | PUMP | 1831010 | FM03_100 | F03 |  |  | ACTV | 2011-01-01 | DZIWULS2 | 2012-02-22 | YUNGC | 2012-06-08 | M | E_PUMP
10004117 | MOTOR, RECIRCULATION PUMP 2 | E-S-C03-F-BTP-SCDRY-TFLTR | 70326M | [8 empty] | IE000000000010004117 | Trickling filter | 14219 |  |  | NY | 0000000000 |  |  |  | EN |  | 3595 JEFFERY BLVD | ASEQ |  | X |  | 00:00:00 | [7 empty] | GENERAL ELECTRIC | 5K215FP7014T |  |  | 2003 | F03 | 2003 | MOTOR | 1831010 | FM03_100 | F03 | 10004116 |  | ACTV | 2013-03-06 | DZIWULS2 | 2012-02-22 | ZYNDAK | 2013-03-06 | M | E_MOTOR
10004118 | PUMP 3, RECIRCULATION | E-S-C03-F-BTP-SCDRY-TFLTR | 70331 | [8 empty] | IE000000000010004118 | Trickling filter | 14219 |  |  | NY | 0000000000 |  |  |  | EN |  | 3595 JEFFERY BLVD | INST |  | X |  | 00:00:00 | [7 empty] | PEERLESS | 12-MF | 242467 |  | 2003 | F03 | 2003 | PUMP | 1831010 | FM03_100 | F03 |  |  | ACTV | 2011-01-01 | DZIWULS2 | 2012-02-22 | YUNGC | 2012-06-08 | M | E_PUMP
10004119 | MOTOR, RECIRCULATION PUMP 3 | E-S-C03-F-BTP-SCDRY-TFLTR | 70331M | [8 empty] | IE000000000010004119 | Trickling filter | 14219 |  |  | NY | 0000000000 |  |  |  | EN |  | 3595 JEFFERY BLVD | ASEQ |  | X |  | 00:00:00 | [7 empty] | GENERAL ELECTRIC | 5K256FP7022P |  |  | 2003 | F03 | 2003 | MOTOR | 1831010 | FM03_100 | F03 | 10004118 |  | ACTV | 2013-03-06 | DZIWULS2 | 2012-02-22 | ZYNDAK | 2013-03-06 | M | E_MOTOR
10004120 | PUMP 4, RECIRCULATION | E-S-C03-F-BTP-SCDRY-TFLTR | 70336 | [8 empty] | IE000000000010004120 | Trickling filter | 14219 |  |  | NY | 0000000000 |  |  |  | EN |  | 3595 JEFFERY BLVD | INST |  | X |  | 00:00:00 | [7 empty] | PEERLESS | 12MF | 242436 |  | 2003 | F03 | 2003 | PUMP | 1831010 | FM03_100 | F03 |  |  | ACTV | 2011-01-01 | DZIWULS2 | 2012-02-22 | YUNGC | 2012-06-08 | M | E_PUMP
10004121 | MOTOR, RECIRCULATION PUMP 4 | E-S-C03-F-BTP-SCDRY-TFLTR | 70336M | [8 empty] | IE000000000010004121 | Trickling filter | 14219 |  |  | NY | 0000000000 |  |  |  | EN |  | 3595 JEFFERY BLVD | ASEQ |  | X |  | 00:00:00 | [7 empty] | GENERAL ELECTRIC | 5K256FP7022P |  |  | 2003 | F03 | 2003 | MOTOR | 1831010 | FM03_100 | F03 | 10004120 |  | ACTV | 2013-03-06 | DZIWULS2 | 2012-02-22 | ZYNDAK | 2013-03-06 | M | E_MOTOR
10004122 | FAN, ROOF, RECIRCULATION PUMP STA | E-S-C03-F-BTP-SCDRY-TFLTR | 70342 | [8 empty] | IE000000000010004122 | Trickling filter | 14219 |  |  | NY | 0000000000 |  |  |  | EN |  | 3595 JEFFERY BLVD | INST |  | X |  | 00:00:00 | [11 empty] | 2003 | F03 | 2003 | HVAC | 1831010 | FM03_100 | F03 |  |  | ACTV | 2011-01-01 | DZIWULS2 | 2012-02-22 | YUNGC | 2012-06-08 | M | E_HVAC
10004724 | PANEL, CONTROL, RECIRC PUMPS | E-S-C03-F-BTP-SCDRY-TFLTR | SAP000394 | [8 empty] | IE000000000010004724 | Trickling filter | 14219 |  |  | NY | 0000000000 |  |  |  | EN |  | 3595 JEFFERY BLVD | INST |  | X |  | 00:00:00 | [7 empty] | WESTINGHOUSE |  | BU-87006 |  | 2003 | F03 | 2003 | CONTROL | 1831010 | FM03_100 | F03 |  |  | ACTV | 2011-01-01 | DZIWULS2 | 2012-02-22 | YUNGC | 2012-06-08 | M | E_CONTROL
10004155 | PUMP 2, SLUDGE, SECONDARY | E-S-C03-F-BTP-SLUDG | 70552 | [8 empty] | IE000000000010004155 | BLASDELL TP SOLIDS HANDLING | 14219 |  |  | NY | 0000000000 |  |  |  | EN |  | 3595 JEFFERY BLVD | INST |  | X |  | 00:00:00 | [11 empty] | 2003 | F03 | 2003 | PUMP | 1831010 | FM03_100 | F03 |  |  | ACTV | 2011-01-01 | DZIWULS2 | 2012-02-22 | YUNGC | 2012-06-08 | M | E_PUMP
10004156 | MOTOR, SECONDARY SLUDGE PUMP 1 | E-S-C03-F-BTP-SLUDG | 70552M | [8 empty] | IE000000000010004156 | BLASDELL TP SOLIDS HANDLING | 14219 |  |  | NY | 0000000000 |  |  |  | EN |  | 3595 JEFFERY BLVD | INST |  | X |  | 00:00:00 | [11 empty] | 2003 | F03 | 2003 | MOTOR | 1831010 | FM03_100 | F03 |  |  | ACTV | 2011-01-01 | DZIWULS2 | 2012-02-22 | YUNGC | 2012-06-08 | M | E_MOTOR
10004157 | PUMP 3, SLUDGE, SECONDARY | E-S-C03-F-BTP-SLUDG | 70553 | [8 empty] | IE000000000010004157 | BLASDELL TP SOLIDS HANDLING | 14219 |  |  | NY | 0000000000 |  |  |  | EN |  | 3595 JEFFERY BLVD | INST |  | X |  | 00:00:00 | [11 empty] | 2003 | F03 | 2003 | PUMP | 1831010 | FM03_100 | F03 |  |  | ACTV | 2011-01-01 | DZIWULS2 | 2012-02-22 | YUNGC | 2012-06-08 | M | E_PUMP
10004158 | MOTOR, SECONDARY SLUDGE PUMP 2 | E-S-C03-F-BTP-SLUDG | 70553M | [8 empty] | IE000000000010004158 | BLASDELL TP SOLIDS HANDLING | 14219 |  |  | NY | 0000000000 |  |  |  | EN |  | 3595 JEFFERY BLVD | INST |  | X |  | 00:00:00 | [11 empty] | 2003 | F03 | 2003 | MOTOR | 1831010 | FM03_100 | F03 |  |  | ACTV | 2011-01-01 | DZIWULS2 | 2012-02-22 | YUNGC | 2012-06-08 | M | E_MOTOR
10004159 | PUMP 4, SLUDGE | E-S-C03-F-BTP-SLUDG | 70554 | [8 empty] | IE000000000010004159 | BLASDELL TP SOLIDS HANDLING | 14219 |  |  | NY | 0000000000 |  |  |  | EN |  | 3595 JEFFERY BLVD | INST |  | X |  | 00:00:00 | [7 empty] | GORMAN RUPP | T3A3-B | 861672 |  | 2003 | F03 | 2003 | PUMP | 1831010 | FM03_100 | F03 |  |  | ACTV | 2011-01-01 | DZIWULS2 | 2012-02-22 | YUNGC | 2012-06-08 | M | E_PUMP
10004160 | MOTOR, PRIMARY SLUDGE PUMP | E-S-C03-F-BTP-SLUDG | 70554M | [8 empty] | IE000000000010004160 | BLASDELL TP SOLIDS HANDLING | 14219 |  |  | NY | 0000000000 |  |  |  | EN |  | 3595 JEFFERY BLVD | INST |  | X |  | 00:00:00 | [11 empty] | 2003 | F03 | 2003 | MOTOR | 1831010 | FM03_100 | F03 |  |  | ACTV | 2011-01-01 | DZIWULS2 | 2012-02-22 | YUNGC | 2012-06-08 | M | E_MOTOR
10004167 | MOTOR, PISTON PUMP | E-S-C03-F-BTP-SLUDG | 70560M | [8 empty] | IE000000000010004167 | BLASDELL TP SOLIDS HANDLING | 14219 |  |  | NY | 0000000000 |  |  |  | EN |  | 3595 JEFFERY BLVD | INST |  | X |  | 00:00:00 | [11 empty] | 2003 | F03 | 2003 | MOTOR | 1831010 | FM03_100 | F03 |  |  | ACTV | 2011-01-01 | DZIWULS2 | 2012-02-22 | YUNGC | 2012-06-08 | M | E_MOTOR
10004721 | SWITCH, RESET, SLUDGE PUMP | E-S-C03-F-BTP-SLUDG | SAP000391 | [8 empty] | IE000000000010004721 | BLASDELL TP SOLIDS HANDLING | 14219 |  |  | NY | 0000000000 |  |  |  | EN |  | 3595 JEFFERY BLVD | INST |  | X |  | 00:00:00 | [7 empty] | SQUARE D |  |  |  | 2003 | F03 | 2003 | ELECTRIC | 1831010 | FM03_100 | F03 |  |  | ACTV | 2011-01-01 | DZIWULS2 | 2012-02-22 | YUNGC | 2012-06-08 | M | E_ELECTRIC
10004745 | MOTOR, PRIMARY SLUDGE PUMP 4 | E-S-C03-F-BTP-SLUDG | SAP000415 | [8 empty] | IE000000000010004745 | BLASDELL TP SOLIDS HANDLING | 14219 |  |  | NY | 0000000000 |  |  |  | EN |  | 3595 JEFFERY BLVD | INST |  | X |  | 00:00:00 | [7 empty] | DAYTON | 2N984C |  |  | 2003 | F03 | 2003 | MOTOR | 1831010 | FM03_100 | F03 |  |  | ACTV | 2011-01-01 | DZIWULS2 | 2012-02-22 | YUNGC | 2012-06-08 | M | E_MOTOR
10004751 | MOTOR, SECONDARY SLUDGE PUMP 3 | E-S-C03-F-BTP-SLUDG | SAP000421 | [8 empty] | IE000000000010004751 | BLASDELL TP SOLIDS HANDLING | 14219 |  |  | NY | 0000000000 |  |  |  | EN |  | 3595 JEFFERY BLVD | INST |  | X |  | 00:00:00 | [7 empty] | DAYTON | 3KV838 |  |  | 2003 | F03 | 2003 | MOTOR | 1831010 | FM03_100 | F03 |  |  | ACTV | 2011-01-01 | DZIWULS2 | 2012-02-22 | YUNGC | 2012-06-08 | M | E_MOTOR
10004752 | MOTOR, SLUDGE PUMP 6 | E-S-C03-F-BTP-SLUDG | SAP000422 | [8 empty] | IE000000000010004752 | BLASDELL TP SOLIDS HANDLING | 14219 |  |  | NY | 0000000000 |  |  |  | EN |  | 3595 JEFFERY BLVD | INST |  | X |  | 00:00:00 | [7 empty] | GENERAL ELECTRIC | 5K324D31 | WE22547 |  | 2003 | F03 | 2003 | MOTOR | 1831010 | FM03_100 | F03 |  |  | ACTV | 2011-01-01 | DZIWULS2 | 2012-02-22 | YUNGC | 2012-06-08 | M | E_MOTOR
10004763 | MOTOR, SLUDGE PUMP 1 | E-S-C03-F-BTP-SLUDG | SAP000433 | [8 empty] | IE000000000010004763 | BLASDELL TP SOLIDS HANDLING | 14219 |  |  | NY | 0000000000 |  |  |  | EN |  | 3595 JEFFERY BLVD | INST |  | X |  | 00:00:00 | [7 empty] | US ELECTRICAL MOTOS | GT-1004984-603 |  |  | 2003 | F03 | 2003 | MOTOR | 1831010 | FM03_100 | F03 |  |  | ACTV | 2011-01-01 | DZIWULS2 | 2012-02-22 | YUNGC | 2012-06-08 | M | E_MOTOR
10004161 | PUMP 5, DIGESTER, RECIRCULATION | E-S-C03-F-BTP-SLUDG-DGSTR | 70555 | [8 empty] | IE000000000010004161 | Digester | 14219 |  |  | NY | 0000000000 |  |  |  | EN |  | 3595 JEFFERY BLVD | INST |  | X |  | 00:00:00 | [7 empty] | GORMAN- RUPP | 13A2B | 685733 |  | 2003 | F03 | 2003 | PUMP | 1831010 | FM03_100 | F03 |  |  | ACTV | 2011-01-01 | DZIWULS2 | 2012-02-22 | YUNGC | 2012-06-08 | M | E_PUMP
10004162 | MOTOR, SUPERNATE RECIRCULATION PUMP | E-S-C03-F-BTP-SLUDG-DGSTR | 70555M | [8 empty] | IE000000000010004162 | Digester | 14219 |  |  | NY | 0000000000 |  |  |  | EN |  | 3595 JEFFERY BLVD | INST |  | X |  | 00:00:00 | [11 empty] | 2003 | F03 | 2003 | MOTOR | 1831010 | FM03_100 | F03 |  |  | ACTV | 2011-01-01 | DZIWULS2 | 2012-02-22 | YUNGC | 2012-06-08 | M | E_MOTOR
10004166 | PUMP 6, PISTON, SLUDGE, DIGESTER TO BEDS | E-S-C03-F-BTP-SLUDG-DGSTR | 70560 | [8 empty] | IE000000000010004166 | Digester | 14219 |  |  | NY | 0000000000 |  |  |  | EN |  | 3595 JEFFERY BLVD | INST |  | X |  | 00:00:00 | [7 empty] | RALPH B.CARTER CO. | 5KE184SC35B | 85514 |  | 2003 | F03 | 2003 | PUMP | 1831010 | FM03_100 | F03 |  |  | ACTV | 2011-01-01 | DZIWULS2 | 2012-02-22 | YUNGC | 2012-06-08 | M | E_PUMP
10004709 | BREAKER BOX FOR PISTON SLUDGE PUMP | E-S-C03-F-BTP-SLUDG-DGSTR | SAP000379 | [8 empty] | IE000000000010004709 | Digester | 14219 |  |  | NY | 0000000000 |  |  |  | EN |  | 3595 JEFFERY BLVD | INST |  | X |  | 00:00:00 | [7 empty] | SQUARE D |  |  |  | 2003 | F03 | 2003 | ELECTRIC | 1831010 | FM03_100 | F03 |  |  | ACTV | 2011-01-01 | DZIWULS2 | 2012-02-22 | YUNGC | 2012-06-08 | M | E_ELECTRIC
10004750 | MOTOR, DIGESTER RECIRC PUMP 5 | E-S-C03-F-BTP-SLUDG-DGSTR | SAP000420 | [8 empty] | IE000000000010004750 | Digester | 14219 |  |  | NY | 0000000000 |  |  |  | EN |  | 3595 JEFFERY BLVD | INST |  | X |  | 00:00:00 | [7 empty] | GENERAL ELECTRIC | 5KE184SC35B | 31B0880002 |  | 2003 | F03 | 2003 | MOTOR | 1831010 | FM03_100 | F03 |  |  | ACTV | 2011-01-01 | DZIWULS2 | 2012-02-22 | YUNGC | 2012-06-08 | M | E_MOTOR
10004770 | PUMP, SUPERNATANT | E-S-C03-F-BTP-SLUDG-DGSTR | SAP000440 | [8 empty] | IE000000000010004770 | Digester | 14219 |  |  | NY | 0000000000 |  |  |  | EN |  | 3595 JEFFERY BLVD | INST |  | X |  | 00:00:00 | [7 empty] | GORMAN RUPP |  |  |  | 2003 | F03 | 2003 | PUMP | 1831010 | FM03_100 | F03 |  |  | ACTV | 2011-01-01 | DZIWULS2 | 2012-02-22 | YUNGC | 2012-06-08 | M | E_PUMP
10073830 | VFD, PUMP 1 | E-S-C03-F-BVP-ELINS | [9 empty] | IE000000000010073830 | BOSTON VALLEY ELECTRICAL/INSTRUMENTATION | 14075 |  |  |  | 0000000000 |  |  |  | EN |  | 6401 Boston State Rd | INST |  | X |  | 00:00:00 | [7 empty] | SCHNEIDER ELECTRIC | ATV630D37N4 | 4005200JM17380576 |  | 2003 | F03 | 2003 | VFD | 1831010 | FM03_100 | F03 |  |  | ACTV | 2018-08-14 | PINTOM | 2018-08-14 | PINTOM | 2018-08-30 | M | E_VFD
10073831 | VFD, PUMP 2 | E-S-C03-F-BVP-ELINS | [9 empty] | IE000000000010073831 | BOSTON VALLEY ELECTRICAL/INSTRUMENTATION | 14075 |  |  |  | 0000000000 |  |  |  | EN |  | 6401 Boston State Rd | INST |  | X |  | 00:00:00 | [7 empty] | SCHNEIDER ELECTRIC | ATV630D37N4 | 4005200JM17380570 |  | 2003 | F03 | 2003 | VFD | 1831010 | FM03_100 | F03 |  |  | ACTV | 2018-08-14 | PINTOM | 2018-08-14 | PINTOM | 2018-08-30 | M | E_VFD
10073832 | VFD, PUMP 3 | E-S-C03-F-BVP-ELINS | [9 empty] | IE000000000010073832 | BOSTON VALLEY ELECTRICAL/INSTRUMENTATION | 14075 |  |  |  | 0000000000 |  |  |  | EN |  | 6401 Boston State Rd | INST |  | X |  | 00:00:00 | [7 empty] | SCHNEIDER ELECTRIC | ATV630D37N4 | 4005200JM173302895 |  | 2003 | F03 | 2003 | VFD | 1831010 | FM03_100 | F03 |  |  | ACTV | 2018-08-14 | PINTOM | 2018-08-14 | PINTOM | 2018-08-30 | M | E_VFD
10074141 | PANEL, CONTROL, PUMP | E-S-C03-F-BVP-ELINS | [9 empty] | IE000000000010074141 | BOSTON VALLEY ELECTRICAL/INSTRUMENTATION | 14075 |  |  |  | 0000000000 |  |  |  | EN |  | 6401 Boston State Rd | INST |  | X |  | 00:00:00 | [7 empty] | KAMAN |  |  |  | 2003 | F03 | 2003 | CONTROL | 1831010 | FM03_100 | F03 |  |  | ACTV | 2019-02-13 | PINTOM | 2019-02-13 |  |  | M | E_CONTROL
10073848 | PUMP, #1 | E-S-C03-F-BVP-WETWL | [9 empty] | IE000000000010073848 | BOSTON VALLEY PS WET WELL | 14075 |  |  |  | 0000000000 |  |  |  | EN |  | 6401 Boston State Rd | INST |  | X |  | 00:00:00 |  |  |  |  | MOTOR SER. GG174820151 |  |  | CORNELL | 6NHTA-SUB | 220092 |  | 2003 | F03 | 2003 | PUMP | 1831010 | FM03_100 | F03 |  |  | ACTV | 2018-08-14 | PINTOM | 2018-08-14 | YUNGC | 2021-05-05 | M | E_PUMP
10073849 | PUMP, #2 | E-S-C03-F-BVP-WETWL | [9 empty] | IE000000000010073849 | BOSTON VALLEY PS WET WELL | 14075 |  |  |  | 0000000000 |  |  |  | EN |  | 6401 Boston State Rd | INST |  | X |  | 00:00:00 |  |  |  |  | MOTOR SER. GG174820158 |  |  | CORNELL | 6NHTA-SUB | 218892 |  | 2003 | F03 | 2003 | PUMP | 1831010 | FM03_100 | F03 |  |  | ACTV | 2018-08-14 | PINTOM | 2018-08-14 | YUNGC | 2021-05-05 | M | E_PUMP
10073850 | PUMP, #3 | E-S-C03-F-BVP-WETWL | [9 empty] | IE000000000010073850 | BOSTON VALLEY PS WET WELL | 14075 |  |  |  | 0000000000 |  |  |  | EN |  | 6401 Boston State Rd | INST |  | X |  | 00:00:00 |  |  |  |  | MOTOR SER. GG174820159 |  |  | CORNELL | 6NHTA-SUB | 218891 |  | 2003 | F03 | 2003 | PUMP | 1831010 | FM03_100 | F03 |  |  | ACTV | 2018-08-14 | PINTOM | 2018-08-14 | YUNGC | 2021-05-05 | M | E_PUMP
10004364 | PANEL, CONTROL, PUMP | E-S-C03-F-BYV-ELINS | SAP000034 | [8 empty] | IE000000000010004364 | BAYVIEW PS ELECTRICAL & INSTRUMENTATION | 14075 |  |  | NY | 0000000000 |  |  |  | EN |  | 5120 BAYVIEW RD | INST |  | X |  | 00:00:00 | [7 empty] | MYERS PUMPS |  | 20879 |  | 2003 | F03 | 2003 | CONTROL | 1831010 | FM03_100 | F03 |  |  | ACTV | 2011-01-01 | DZIWULS2 | 2012-02-22 | YUNGC | 2012-06-08 | M | E_CONTROL
10001678 | PUMP 1, SUBMERSIBLE | E-S-C03-F-BYV-WETWL-PUMP1 | 26701 | [8 empty] | IE000000000010001678 | PUMP 1 | 14075 |  |  | NY | 0000000000 |  |  |  | EN |  | 5120 BAYVIEW RD | INST |  | X |  | 00:00:00 | [7 empty] | MYERS | WG20, SEWAGE GRINDER |  |  | 2003 | F03 | 2003 | PUMP | 1831010 | FM03_100 | F03 |  |  | ACTV | 2014-01-14 | DZIWULS2 | 2012-02-22 | ZYNDAK | 2014-01-14 | M | E_PUMP
10001679 | PUMP 2, SUBMERSIBLE | E-S-C03-F-BYV-WETWL-PUMP2 | 26702 | [8 empty] | IE000000000010001679 | PUMP 2 | 14075 |  |  | NY | 0000000000 |  |  |  | EN |  | 5120 BAYVIEW RD | INST |  | X |  | 00:00:00 | [7 empty] | MYERS | WG20, SEWAGE GRINDER |  |  | 2003 | F03 | 2003 | PUMP | 1831010 | FM03_100 | F03 |  |  | ACTV | 2014-01-14 | DZIWULS2 | 2012-02-22 | ZYNDAK | 2014-01-14 | M | E_PUMP
10069662 | PUMP, SUBMERSIBLE, BAYVIEW | E-S-C03-F-BYV-WETWL-SPARE | [9 empty] | IE000000000010069662 | SPARE PUMPS | 14075 |  |  | NY | 0000000000 |  |  |  | EN |  | 5120 BAYVIEW RD | INST |  | X |  | 00:00:00 | [7 empty] | MYERS | WG20, SEWAGE GRINDER |  |  | 2003 | F03 | 2003 | PUMP | 1831010 | FM03_100 | F03 |  |  | ACTV | 2011-01-01 | ZYNDAK | 2014-04-01 |  |  | M | E_PUMP
10069663 | PUMP, SUBMERSIBLE, BAYVIEW | E-S-C03-F-BYV-WETWL-SPARE | [9 empty] | IE000000000010069663 | SPARE PUMPS | 14075 |  |  | NY | 0000000000 |  |  |  | EN |  | 5120 BAYVIEW RD | INST |  | X |  | 00:00:00 | [7 empty] | MYERS | WG20, SEWAGE GRINDER |  |  | 2003 | F03 | 2003 | PUMP | 1831010 | FM03_100 | F03 |  |  | ACTV | 2011-01-01 | ZYNDAK | 2014-04-01 |  |  | M | E_PUMP
10069664 | PUMP, SUBMERSIBLE, BAYVIEW | E-S-C03-F-BYV-WETWL-SPARE | [9 empty] | IE000000000010069664 | SPARE PUMPS | 14075 |  |  | NY | 0000000000 |  |  |  | EN |  | 5120 BAYVIEW RD | INST |  | X |  | 00:00:00 | [7 empty] | MYERS | WG20, SEWAGE GRINDER |  |  | 2003 | F03 | 2003 | PUMP | 1831010 | FM03_100 | F03 |  |  | ACTV | 2011-01-01 | ZYNDAK | 2014-04-01 |  |  | M | E_PUMP
10072452 | PUMP 1, SUBMERSIBLE | E-S-C03-F-CTW-WETWL-PUMP1 | [9 empty] | IE000000000010072452 | PUMP 1 | 14075 |  |  |  | 0000000000 |  |  |  | EN |  | 3350 Creekview Dr | INST |  | X |  | 00:00:00 | [7 empty] | MYERS | 4VHX100M4-03 | 10325831 |  | 2003 | F03 | 2003 | PUMP | 1831010 | FM03_100 | F03 |  |  | ACTV | 2016-10-11 | PINTOM | 2016-09-30 | PINTOM | 2018-10-03 | M | E_PUMP
10072451 | PUMP 2, SUBMERSIBLE | E-S-C03-F-CTW-WETWL-PUMP2 | [9 empty] | IE000000000010072451 | PUMP 2 | 14075 |  |  |  | 0000000000 |  |  |  | EN |  | 3350 Creekview Dr | INST |  | X |  | 00:00:00 | [7 empty] | MYERS | 4VHX100M4-03 | 10325832 |  | 2003 | F03 | 2003 | PUMP | 1831010 | FM03_100 | F03 |  |  | ACTV | 2019-07-25 | PINTOM | 2016-09-30 | PINTOM | 2019-07-25 | M | E_PUMP
10003044 | PUMP, SUBMERSIBLE, FORMER COUNTRY WOODS | E-S-C03-F-CTW-XEQUP | 57811 | [8 empty] | IE000000000010003044 | COUNTRY WOODS PS SPARE EQUIPMENT | 14075 |  |  |  | 0000000000 |  |  |  | EN |  | 3350 Creekview Dr | INST |  | X |  | 00:00:00 | [7 empty] | MYERS |  | S00103561U |  | 2003 | F03 | 2003 | PUMP | 1831010 | FM03_100 | F03 |  |  | ACTV | 2019-06-26 | DZIWULS2 | 2012-02-22 | PINTOM | 2019-06-26 | M | E_PUMP
10003045 | PUMP, SUBMERSIBLE, COUNTRY WOODS | E-S-C03-F-CTW-XEQUP | 57812 | [8 empty] | IE000000000010003045 | COUNTRY WOODS PS SPARE EQUIPMENT | 14075 |  |  |  | 0000000000 |  |  |  | EN |  | 3350 Creekview Dr | INST |  | X |  | 00:00:00 | [7 empty] | MYERS |  |  |  | 2003 | F03 | 2003 | PUMP | 1831010 | FM03_100 | F03 |  |  | ACTV | 2019-06-26 | DZIWULS2 | 2012-02-22 | PINTOM | 2019-06-26 | M | E_PUMP
10072453 | PUMP,SPARE, SUBMERSIBLE | E-S-C03-F-CTW-XEQUP | [9 empty] | IE000000000010072453 | COUNTRY WOODS PS SPARE EQUIPMENT | 14075 |  |  |  | 0000000000 |  |  |  | EN |  | 3350 Creekview Dr | INST |  | X |  | 00:00:00 | [7 empty] | MYERS | 4VHX100M4-03 | 10325833 |  | 2003 | F03 | 2003 | PUMP | 1831010 | FM03_100 | F03 |  |  | ACTV | 2019-07-25 | PINTOM | 2016-09-30 | PINTOM | 2019-07-25 | M | E_PUMP
10005022 | PANEL, CONTROL, PUMP | E-S-C03-F-EDN-ELINS | SAP000692 | [8 empty] | IE000000000010005022 | EAST EDEN PS ELECTRICAL/INSTRUMENTATION | 14075 |  |  | NY | 0000000000 |  |  |  | EN |  | 6505 EAST EDEN RD | INST |  | X |  | 00:00:00 | [7 empty] | ELECTRIC SPECIALTY |  |  |  | 2003 | F03 | 2003 | CONTROL | 1831010 | FM03_100 | F03 |  |  | ACTV | 2011-01-01 | DZIWULS2 | 2012-02-22 | YUNGC | 2012-06-08 | M | E_CONTROL
10001735 | PUMP, SUMP | E-S-C03-F-EDN-WETWL | 26749 | [8 empty] | IE000000000010001735 | EAST EDEN PS WET WELL | 14075 |  |  | NY | 0000000000 |  |  |  | EN |  | 6505 EAST EDEN RD | INST |  | X |  | 00:00:00 | [7 empty] | HYDROMATIC |  |  |  | 2003 | F03 | 2003 | PUMP | 1831010 | FM03_100 | F03 |  |  | ACTV | 2011-01-01 | DZIWULS2 | 2012-02-22 | YUNGC | 2012-06-08 | M | E_PUMP
10001732 | PUMP 1, SUBMERSIBLE | E-S-C03-F-EDN-WETWL-PUMP1 | 26746 | [8 empty] | IE000000000010001732 | PUMP 1 | 14075 |  |  | NY | 0000000000 |  |  |  | EN |  | 6505 EAST EDEN RD | INST |  | X |  | 00:00:00 |  |  |  |  | 10006798 |  |  | EMU | FA-107-215 | #474-305 |  | 2003 | F03 | 2003 | PUMP | 1831010 | FM03_100 | F03 |  |  | ACTV | 2014-01-14 | DZIWULS2 | 2012-02-22 | ZYNDAK | 2014-01-14 | M | E_PUMP
10001733 | PUMP 2, SUBMERSIBLE | E-S-C03-F-EDN-WETWL-PUMP2 | 26747 | [8 empty] | IE000000000010001733 | PUMP 2 | 14075 |  |  | NY | 0000000000 |  |  |  | EN |  | 6505 EAST EDEN RD | INST |  | X |  | 00:00:00 |  |  |  |  | 10006798 |  |  | EMU | FA10.82-215 | 650024260 |  | 2003 | F03 | 2003 | PUMP | 1831010 | FM03_100 | F03 |  |  | ACTV | 2014-01-14 | DZIWULS2 | 2012-02-22 | ZYNDAK | 2014-01-14 | M | E_PUMP
10001734 | PUMP 3, SUBMERSIBLE | E-S-C03-F-EDN-WETWL-PUMP3 | 26748 | [8 empty] | IE000000000010001734 | PUMP 3 | 14075 |  |  | NY | 0000000000 |  |  |  | EN |  | 6505 EAST EDEN RD | INST |  | X |  | 00:00:00 |  |  |  |  | 10006798 |  |  | EMU | FA-107-215 |  |  | 2003 | F03 | 2003 | PUMP | 1831010 | FM03_100 | F03 |  |  | ACTV | 2014-01-14 | DZIWULS2 | 2012-02-22 | ZYNDAK | 2014-01-14 | M | E_PUMP
10003034 | PUMP, SUMP | E-S-C03-F-ELC-DRYWL | 57584 | [8 empty] | IE000000000010003034 | ELECTRIC AVE PS DRY WELL | 14219 |  |  | NY | 0000000000 |  |  |  | EN |  | 2477 ELECTRIC AVE | INST |  | X |  | 00:00:00 | [7 empty] | 038950 |  |  |  | 2003 | F03 | 2003 | PUMP | 1831010 | FM03_100 | F03 |  |  | ACTV | 2011-01-01 | DZIWULS2 | 2012-02-22 | YUNGC | 2012-06-08 | M | E_PUMP
10005064 | PUMP, SUMP | E-S-C03-F-ELC-DRYWL | SAP000734 | [8 empty] | IE000000000010005064 | ELECTRIC AVE PS DRY WELL | 14219 |  |  | NY | 0000000000 |  |  |  | EN |  | 2477 ELECTRIC AVE | INST |  | X |  | 00:00:00 | [7 empty] | HYDROMATIC |  |  |  | 2003 | F03 | 2003 | PUMP | 1831010 | FM03_100 | F03 |  |  | ACTV | 2011-01-01 | DZIWULS2 | 2012-02-22 | YUNGC | 2012-06-08 | M | E_PUMP
10002993 | PUMP 1 | E-S-C03-F-ELC-DRYWL-PUMP1 | 57551 | [8 empty] | IE000000000010002993 | PUMP 1 | 14219 |  |  | NY | 0000000000 |  |  |  | EN |  | 2477 ELECTRIC AVE | INST |  | X |  | 00:00:00 | [7 empty] | GORMAN RUPP | 14A2/B | 355654 |  | 2003 | F03 | 2003 | PUMP | 1831010 | FM03_100 | F03 |  |  | ACTV | 2014-01-14 | DZIWULS2 | 2012-02-22 | ZYNDAK | 2014-01-14 | M | E_PUMP
10002994 | MOTOR, PUMP 1 | E-S-C03-F-ELC-DRYWL-PUMP1 | 57551M | [8 empty] | IE000000000010002994 | PUMP 1 | 14219 |  |  | NY | 0000000000 |  |  |  | EN |  | 2477 ELECTRIC AVE | ASEQ |  | X |  | 00:00:00 | [11 empty] | 2003 | F03 | 2003 | MOTOR | 1831010 | FM03_100 | F03 | 10002993 |  | ACTV | 2014-01-14 | DZIWULS2 | 2012-02-22 | ZYNDAK | 2014-01-14 | M | E_MOTOR
10002995 | PUMP 2 | E-S-C03-F-ELC-DRYWL-PUMP2 | 57552 | [8 empty] | IE000000000010002995 | PUMP 2 | 14219 |  |  | NY | 0000000000 |  |  |  | EN |  | 2477 ELECTRIC AVE | INST |  | X |  | 00:00:00 | [7 empty] | GORMAN RUPP | 14A2-B | 928001 |  | 2003 | F03 | 2003 | PUMP | 1831010 | FM03_100 | F03 |  |  | ACTV | 2014-01-14 | DZIWULS2 | 2012-02-22 | ZYNDAK | 2014-01-14 | M | E_PUMP
10002996 | MOTOR, PUMP 2 | E-S-C03-F-ELC-DRYWL-PUMP2 | 57552M | [8 empty] | IE000000000010002996 | PUMP 2 | 14219 |  |  | NY | 0000000000 |  |  |  | EN |  | 2477 ELECTRIC AVE | ASEQ |  | X |  | 00:00:00 | [11 empty] | 2003 | F03 | 2003 | MOTOR | 1831010 | FM03_100 | F03 | 10002995 |  | ACTV | 2014-01-14 | DZIWULS2 | 2012-02-22 | ZYNDAK | 2014-01-14 | M | E_MOTOR
10002997 | PUMP 3, SUBMERSIBLE | E-S-C03-F-ELC-DRYWL-PUMP3 | 57553 | [8 empty] | IE000000000010002997 | PUMP 3 | 14219 |  |  | NY | 0000000000 |  |  |  | EN |  | 2477 ELECTRIC AVE | INST |  | X |  | 00:00:00 | [7 empty] | EMU | FA107-245 | 489-279 |  | 2003 | F03 | 2003 | PUMP | 1831010 | FM03_100 | F03 |  |  | ACTV | 2014-01-14 | DZIWULS2 | 2012-02-22 | ZYNDAK | 2014-01-14 | M | E_PUMP
10005041 | PANEL, CONTROL, PUMP | E-S-C03-F-ELC-ELINS | SAP000711 | [8 empty] | IE000000000010005041 | ELECTRIC PS ELECTRICAL/INSTRUMENTATION | 14219 |  |  | NY | 0000000000 |  |  |  | EN |  | 2477 ELECTRIC AVE | INST |  | X |  | 00:00:00 | [11 empty] | 2003 | F03 | 2003 | CONTROL | 1831010 | FM03_100 | F03 |  |  | ACTV | 2011-01-01 | DZIWULS2 | 2012-02-22 | YUNGC | 2012-06-08 | M | E_CONTROL
10005042 | PANEL, CONTROL, PUMP 3 | E-S-C03-F-ELC-ELINS | SAP000712 | [8 empty] | IE000000000010005042 | ELECTRIC PS ELECTRICAL/INSTRUMENTATION | 14219 |  |  | NY | 0000000000 |  |  |  | EN |  | 2477 ELECTRIC AVE | INST |  | X |  | 00:00:00 | [7 empty] | ABB |  |  |  | 2003 | F03 | 2003 | CONTROL | 1831010 | FM03_100 | F03 |  |  | ACTV | 2011-01-01 | DZIWULS2 | 2012-02-22 | YUNGC | 2012-06-08 | M | E_CONTROL
10005043 | STARTER PUMP 2 | E-S-C03-F-ELC-ELINS | SAP000713 | [8 empty] | IE000000000010005043 | ELECTRIC PS ELECTRICAL/INSTRUMENTATION | 14219 |  |  | NY | 0000000000 |  |  |  | EN |  | 2477 ELECTRIC AVE | INST |  | X |  | 00:00:00 | [7 empty] | WESTINGHOUSE | 11206S2HBNB |  |  | 2003 | F03 | 2003 | ELECTRIC | 1831010 | FM03_100 | F03 |  |  | ACTV | 2011-01-01 | DZIWULS2 | 2012-02-22 | ZYNDAK | 2013-03-07 | M | E_ELECTRIC
10005044 | STARTER PUMP 3 | E-S-C03-F-ELC-ELINS | SAP000714 | [8 empty] | IE000000000010005044 | ELECTRIC PS ELECTRICAL/INSTRUMENTATION | 14219 |  |  | NY | 0000000000 |  |  |  | EN |  | 2477 ELECTRIC AVE | INST |  | X |  | 00:00:00 | [7 empty] | SQUARE D | 8536SE01S |  |  | 2003 | F03 | 2003 | ELECTRIC | 1831010 | FM03_100 | F03 |  |  | ACTV | 2011-01-01 | DZIWULS2 | 2012-02-22 | YUNGC | 2012-06-08 | M | E_ELECTRIC
10005046 | STARTER PUMP 1 | E-S-C03-F-ELC-ELINS | SAP000716 | [8 empty] | IE000000000010005046 | ELECTRIC PS ELECTRICAL/INSTRUMENTATION | 14219 |  |  | NY | 0000000000 |  |  |  | EN |  | 2477 ELECTRIC AVE | INST |  | X |  | 00:00:00 | [7 empty] | SQUARE D |  |  |  | 2003 | F03 | 2003 | ELECTRIC | 1831010 | FM03_100 | F03 |  |  | ACTV | 2011-01-01 | DZIWULS2 | 2012-02-22 | ZYNDAK | 2013-03-07 | M | E_ELECTRIC
10001743 | AIR RELEASE VALVE, ELMA PUMP STATION | E-S-C03-F-ELM-DRYWL | 26757 | [8 empty] | IE000000000010001743 | ELMA PS DRY WELL | 14059 |  |  | NY | 0000000000 |  |  |  | EN |  | 1150 MAPLE RD | INST |  | X |  | 00:00:00 | [11 empty] | 2003 | F03 | 2003 | VALVE | 1831010 | FM03_100 | F03 |  |  | ACTV | 2011-01-01 | DZIWULS2 | 2012-02-22 | CURRENTJ | 2013-08-28 | M | E_VALVE
10001748 | PUMP 3, PROGRESSIVE CAVITY | E-S-C03-F-ELM-DRYWL | 26762 | [8 empty] | IE000000000010001748 | ELMA PS DRY WELL | 14059 |  |  | NY | 0000000000 |  |  |  | EN |  | 1150 MAPLE RD | INST |  | X |  | 00:00:00 | [7 empty] | NETZSCH | 2NE120 |  |  | 2003 | F03 | 2003 | PUMP | 1831010 | FM03_100 | F03 |  |  | ACTV | 2011-01-01 | DZIWULS2 | 2012-02-22 | PINTOM | 2016-08-18 | M | E_PUMP
10001749 | MOTOR, PROG CAVITY PUMP 3B | E-S-C03-F-ELM-DRYWL | 26762M |  |  | FRAME 365T, 880 RPM, 40 HP | [5 empty] | IE000000000010001749 | ELMA PS DRY WELL | 14059 |  |  | NY | 0000000000 |  |  |  | EN |  | 1150 MAPLE RD | ASEQ |  | X |  | 00:00:00 | [11 empty] | 2003 | F03 | 2003 | MOTOR | 1831010 | FM03_100 | F03 | 10001748 |  | ACTV | 2013-11-19 | DZIWULS2 | 2012-02-22 | PINTOM | 2016-08-18 | M | E_MOTOR
10001751 | PUMP 4, PROGRESSIVE CAVITY | E-S-C03-F-ELM-DRYWL | 26764 | [8 empty] | IE000000000010001751 | ELMA PS DRY WELL | 14059 |  |  | NY | 0000000000 |  |  |  | EN |  | 1150 MAPLE RD | INST |  | X |  | 00:00:00 | [7 empty] | NETZSCH | 2NE120 |  |  | 2003 | F03 | 2003 | PUMP | 1831010 | FM03_100 | F03 |  |  | ACTV | 2011-01-01 | DZIWULS2 | 2012-02-22 | PINTOM | 2016-08-18 | M | E_PUMP
10001752 | MOTOR, PROG CAVITY PUMP 4B | E-S-C03-F-ELM-DRYWL | 26764M |  |  | FRAME 365T, 880 RPM, 40 HP | [5 empty] | IE000000000010001752 | ELMA PS DRY WELL | 14059 |  |  | NY | 0000000000 |  |  |  | EN |  | 1150 MAPLE RD | ASEQ |  | X |  | 00:00:00 | [11 empty] | 2003 | F03 | 2003 | MOTOR | 1831010 | FM03_100 | F03 | 10001751 |  | ACTV | 2013-11-19 | DZIWULS2 | 2012-02-22 | PINTOM | 2016-08-18 | M | E_MOTOR
10071765 | PUMP 5, PROGRESSIVE CAVITY | E-S-C03-F-ELM-DRYWL |  |  |  | MAC201-15637/15 | [5 empty] | IE000000000010071765 | ELMA PS DRY WELL | 14059 |  |  | NY | 0000000000 |  |  |  | EN |  | 1150 MAPLE RD | INST |  | X |  | 00:00:00 | [7 empty] | NETZSCH | NM125SY02S14Z | USB132597 |  | 2003 | F03 | 2003 | PUMP | 1831010 | FM03_100 | F03 |  |  | ACTV | 2015-11-13 | KAMINSKK | 2015-11-13 | KAMINSKK | 2020-09-08 | M | E_PUMP
10071939 | MOTOR, PUMP 5, PROGRESSIVE CAVITY | E-S-C03-F-ELM-DRYWL | [9 empty] | IE000000000010071939 | ELMA PS DRY WELL | 14059 |  |  | NY | 0000000000 |  |  |  | EN |  | 1150 MAPLE RD | ASEQ |  | X |  | 00:00:00 | [7 empty] | WESTINGHOUSE | 365T | RAP7154415001 |  | 2003 | F03 | 2003 | MOTOR | 1831010 | FE03_100 | F03 | 10071765 |  | ACTV | 2016-03-28 | CURRENTJ | 2016-03-28 | KAMINSKK | 2020-09-08 | M | E_MOTOR
10001756 | PANEL, CONTROL, PUMP | E-S-C03-F-ELM-ELINS | 26768 | [8 empty] | IE000000000010001756 | ELMA PS ELECTRICAL & INSTRUMENTATION | 14059 |  |  | NY | 0000000000 |  |  |  | EN |  | 1150 MAPLE RD | INST |  | X |  | 00:00:00 | [8 empty] | bulldog & PRESS XDUC |  |  | 2003 | F03 | 2003 | CONTROL | 1831010 | FM03_100 | F03 |  |  | ACTV | 2011-01-01 | DZIWULS2 | 2012-02-22 | YUNGC | 2012-06-08 | M | E_CONTROL
10005068 | PANEL, CONTROL, BOOSTER PUMPS | E-S-C03-F-ELM-ELINS | SAP000738 | [8 empty] | IE000000000010005068 | ELMA PS ELECTRICAL & INSTRUMENTATION | 14059 |  |  | NY | 0000000000 |  |  |  | EN |  | 1150 MAPLE RD | INST |  | X |  | 00:00:00 | [7 empty] | KLOCKNER-MOELLER | NZM9-250 |  |  | 2003 | F03 | 2003 | CONTROL | 1831010 | FM03_100 | F03 |  |  | ACTV | 2011-01-01 | DZIWULS2 | 2012-02-22 | YUNGC | 2012-06-08 | M | E_CONTROL
10005069 | CONTROLLER, PUMP | E-S-C03-F-ELM-ELINS | SAP000739 | [8 empty] | IE000000000010005069 | ELMA PS ELECTRICAL & INSTRUMENTATION | 14059 |  |  | NY | 0000000000 |  |  |  | EN |  | 1150 MAPLE RD | INST |  | X |  | 00:00:00 | [7 empty] | MERCOID | MPC |  |  | 2003 | F03 | 2003 | CONTROL | 1831010 | FM03_100 | F03 |  |  | ACTV | 2011-01-01 | DZIWULS2 | 2012-02-22 | YUNGC | 2012-06-08 | M | E_CONTROL
10005070 | PANEL, CONTROL, SUBMERS PUMPS | E-S-C03-F-ELM-ELINS | SAP000740 | [8 empty] | IE000000000010005070 | ELMA PS ELECTRICAL & INSTRUMENTATION | 14059 |  |  | NY | 0000000000 |  |  |  | EN |  | 1150 MAPLE RD | INST |  | X |  | 00:00:00 | [7 empty] | KLOCKNER MOELLER |  |  |  | 2003 | F03 | 2003 | CONTROL | 1831010 | FM03_100 | F03 |  |  | ACTV | 2011-01-01 | DZIWULS2 | 2012-02-22 | YUNGC | 2012-06-08 | M | E_CONTROL
10073573 | FLOWMETER, PORTABLE PUMP, MAGFLUX | E-S-C03-F-ELM-ELINS |  |  |  | 297237-150-00 | [5 empty] | IE000000000010073573 | ELMA PS ELECTRICAL & INSTRUMENTATION | 14059 |  |  | NY | 0000000000 |  |  |  | EN |  | 1150 MAPLE RD | INST |  | X |  | 00:00:00 |  |  | USD |  |  | 41043127 | 0 | MAGFLUX |  | 7003803 |  | 2003 | F03 | 2003 | GENL | 1831010 | FM03_100 | F03 |  |  | ACTV | 2018-03-01 | PINTOM | 2018-02-22 | KAMINSKK | 2018-06-06 | M | E_METER
10073713 | VFD, PUMP 4 | E-S-C03-F-ELM-ELINS | [9 empty] | IE000000000010073713 | ELMA PS ELECTRICAL & INSTRUMENTATION | 14059 |  |  | NY | 0000000000 |  |  |  | EN |  | 1150 MAPLE RD | INST |  | X |  | 00:00:00 | [7 empty] | SQAURE D | ATV630D45NF | 4005300JM170501510 |  | 2003 | F03 | 2003 | VFD | 1831010 | FM03_100 | F03 |  |  | ACTV | 2018-06-12 | PINTOM | 2018-06-12 |  |  | M | E_VFD
10073714 | VFD, PUMP 3 | E-S-C03-F-ELM-ELINS | [9 empty] | IE000000000010073714 | ELMA PS ELECTRICAL & INSTRUMENTATION | 14059 |  |  | NY | 0000000000 |  |  |  | EN |  | 1150 MAPLE RD | INST |  | X |  | 00:00:00 | [7 empty] | SQAURE D | ATV630D45NF | 4005300JM172300050 |  | 2003 | F03 | 2003 | VFD | 1831010 | FM03_100 | F03 |  |  | ACTV | 2018-06-12 | PINTOM | 2018-06-12 |  |  | M | E_VFD
10070956 | PUMP 1A, SUBMERSIBLE | E-S-C03-F-ELM-WETWL-PUMP1 | [9 empty] | IE000000000010070956 | PUMP 1 | 14059 |  |  | NY | 0000000000 |  |  |  | EN |  | 1150 MAPLE RD | INST |  | X |  | 00:00:00 | [7 empty] | FLYGT |  | 1330042 |  | 2003 | F03 | 2003 | PUMP | 1831010 | FM03_100 | F03 |  |  | ACTV | 2015-01-15 | PINTOM | 2015-01-15 | PINTOM | 2015-01-15 | M | E_PUMP
10070957 | PUMP 2, SUBMERSIBLE | E-S-C03-F-ELM-WETWL-PUMP2 | [9 empty] | IE000000000010070957 | PUMP 2 | 14059 |  |  | NY | 0000000000 |  |  |  | EN |  | 1150 MAPLE RD | INST |  | X |  | 00:00:00 | [9 empty] | 1040377 |  | 2003 | F03 | 2003 | PUMP | 1831010 | FM03_100 | F03 |  |  | ACTV | 2015-01-21 | PINTOM | 2015-01-15 | CURRENTJ | 2017-03-31 | M | E_PUMP
10001747 | PUMP, SUBMERSIBLE, ELMA | E-S-C03-F-ELM-XEQUP | 26761 |  |  | 3127.095-0062 | [5 empty] | IE000000000010001747 | ELMA PS SPARE EQUIPMENT | 14059 |  |  | NY | 0000000000 |  |  |  | EN |  | 1150 MAPLE RD | INST |  | X |  | 00:00:00 | [7 empty] | FLYGT | NP-3127.095 | 1040378 |  | 2003 | F03 | 2003 | PUMP | 1831010 | FM03_100 | F03 |  |  | ACTV | 2019-06-26 | DZIWULS2 | 2012-02-22 | PINTOM | 2019-06-26 | M | E_PUMP
10001750 | PUMP, SUBMERSIBLE, ELMA | E-S-C03-F-ELM-XEQUP | 26763 |  |  | 3127.095-0062 | [5 empty] | IE000000000010001750 | ELMA PS SPARE EQUIPMENT | 14059 |  |  | NY | 0000000000 |  |  |  | EN |  | 1150 MAPLE RD | INST |  | X |  | 00:00:00 | [7 empty] | FLYGT | NP-3127.095 | 0950434 |  | 2003 | F03 | 2003 | PUMP | 1831010 | FM03_100 | F03 |  |  | ACTV | 2019-06-26 | DZIWULS2 | 2012-02-22 | PINTOM | 2019-06-26 | M | E_PUMP
10079903 | PUMP, SUBMERSIBLE, ELMA | E-S-C03-F-ELM-XEQUP | [9 empty] | IE000000000010079903 | ELMA PS SPARE EQUIPMENT | 14059 |  |  | NY | 0000000000 |  |  |  | EN |  | 1150 MAPLE RD | INST |  | X |  | 00:00:00 |  |  | USD |  |  |  |  | XYLEM |  | 3127.060 1940170 |  | 2003 | F03 | 2003 | PUMP | 1831010 | FM03_100 | F03 |  |  | ACTV | 2019-07-29 | PINTOM | 2019-07-29 | PINTOM | 2019-07-29 | M | E_PUMP
10005078 | PANEL, CONTROL, PUMP | E-S-C03-F-ENG-ELINS | SAP000748 | [8 empty] | IE000000000010005078 | ENGEL PS ELECTRICAL & INSTRUMENTATION | 14075 |  |  | NY | 0000000000 |  |  |  | EN |  | 6444 ENGEL ROAD | INST |  | X |  | 00:00:00 | [7 empty] | BOULAY FABRICATION |  |  |  | 2003 | F03 | 2003 | CONTROL | 1831010 | FM03_100 | F03 |  |  | ACTV | 2011-01-01 | DZIWULS2 | 2012-02-22 | YUNGC | 2012-06-08 | M | E_CONTROL
10003032 | PUMP 1, SUBMERSIBLE | E-S-C03-F-ENG-WETWL-PUMP1 | 57581 | [8 empty] | IE000000000010003032 | PUMP 1 | 14075 |  |  | NY | 0000000000 |  |  |  | EN |  | 6444 ENGEL ROAD | INST |  | X |  | 00:00:00 | [7 empty] | BARNES | BARNES / SGPC10241 |  |  | 2003 | F03 | 2003 | PUMP | 1831010 | FM03_100 | F03 |  |  | ACTV | 2014-01-14 | DZIWULS2 | 2012-02-22 | ZYNDAK | 2014-01-14 | M | E_PUMP
10003033 | PUMP 2, SUBMERSIBLE | E-S-C03-F-ENG-WETWL-PUMP2 | 57582 | [8 empty] | IE000000000010003033 | PUMP 2 | 14075 |  |  | NY | 0000000000 |  |  |  | EN |  | 6444 ENGEL ROAD | INST |  | X |  | 00:00:00 | [7 empty] | BARNES |  |  |  | 2003 | F03 | 2003 | PUMP | 1831010 | FM03_100 | F03 |  |  | ACTV | 2014-01-14 | DZIWULS2 | 2012-02-22 | ZYNDAK | 2014-01-14 | M | E_PUMP
10003038 | PUMP, SUMP | E-S-C03-F-HGH-DRYWL | 57588 | [8 empty] | IE000000000010003038 | HIGHLAND PS DRY WELL | 14075 |  |  | NY | 0000000000 |  |  |  | EN |  | 4102 WEST HIGHLAND | INST |  | X |  | 00:00:00 | [11 empty] | 2003 | F03 | 2003 | PUMP | 1831010 | FM03_100 | F03 |  |  | ACTV | 2011-01-01 | DZIWULS2 | 2012-02-22 | YUNGC | 2012-06-08 | M | E_PUMP
10003040 | PUMP, SUMP | E-S-C03-F-HGH-DRYWL | 57590 | [8 empty] | IE000000000010003040 | HIGHLAND PS DRY WELL | 14075 |  |  | NY | 0000000000 |  |  |  | EN |  | 4102 WEST HIGHLAND | INST |  | X |  | 00:00:00 | [11 empty] | 2003 | F03 | 2003 | PUMP | 1831010 | FM03_100 | F03 |  |  | ACTV | 2011-01-01 | DZIWULS2 | 2012-02-22 | YUNGC | 2012-06-08 | M | E_PUMP
10003005 | PUMP 1 | E-S-C03-F-HGH-DRYWL-PUMP1 | 57561 |  |  | 09-7361-C | [5 empty] | IE000000000010003005 | PUMP 1 | 14075 |  |  | NY | 0000000000 |  |  |  | EN |  | 4102 WEST HIGHLAND | INST |  | X |  | 00:00:00 | [7 empty] | SMITH AND LOVELESS | 4B2A | 990255 |  | 2003 | F03 | 2003 | PUMP | 1831010 | FM03_100 | F03 |  |  | ACTV | 2019-01-02 | DZIWULS2 | 2012-02-22 | BROWNK | 2019-09-06 | M | E_PUMP
10003006 | MOTOR, PUMP 1 | E-S-C03-F-HGH-DRYWL-PUMP1 | 57561M | [8 empty] | IE000000000010003006 | PUMP 1 | 14075 |  |  | NY | 0000000000 |  |  |  | EN |  | 4102 WEST HIGHLAND | ASEQ |  | X |  | 00:00:00 | [11 empty] | 2003 | F03 | 2003 | MOTOR | 1831010 | FM03_100 | F03 | 10003005 |  | ACTV | 2014-01-14 | DZIWULS2 | 2012-02-22 | ZYNDAK | 2014-01-14 | M | E_MOTOR
10003007 | PUMP 2 | E-S-C03-F-HGH-DRYWL-PUMP2 | 57562 |  |  | 09-7361-C | [5 empty] | IE000000000010003007 | PUMP 2 | 14075 |  |  | NY | 0000000000 |  |  |  | EN |  | 4102 WEST HIGHLAND | INST |  | X |  | 00:00:00 | [7 empty] | SMITH AND LOVELESS | 4B2A | 990257 |  | 2003 | F03 | 2003 | PUMP | 1831010 | FM03_100 | F03 |  |  | ACTV | 2019-01-02 | DZIWULS2 | 2012-02-22 | BROWNK | 2019-09-06 | M | E_PUMP
10003008 | MOTOR, PUMP 2 | E-S-C03-F-HGH-DRYWL-PUMP2 | 57562M | [8 empty] | IE000000000010003008 | PUMP 2 | 14075 |  |  | NY | 0000000000 |  |  |  | EN |  | 4102 WEST HIGHLAND | ASEQ |  | X |  | 00:00:00 | [11 empty] | 2003 | F03 | 2003 | MOTOR | 1831010 | FM03_100 | F03 | 10003007 |  | ACTV | 2014-01-14 | DZIWULS2 | 2012-02-22 | ZYNDAK | 2014-01-14 | M | E_MOTOR
10003009 | PUMP 3 | E-S-C03-F-HGH-DRYWL-PUMP3 | 57563 |  |  | 09-7361-C | [5 empty] | IE000000000010003009 | PUMP 3 | 14075 |  |  | NY | 0000000000 |  |  |  | EN |  | 4102 WEST HIGHLAND | INST |  | X |  | 00:00:00 | [7 empty] | SMITH AND LOVELESS | 4B2A | 900256 |  | 2003 | F03 | 2003 | PUMP | 1831010 | FM03_100 | F03 |  |  | ACTV | 2019-01-02 | DZIWULS2 | 2012-02-22 | BROWNK | 2019-09-06 | M | E_PUMP
10003010 | MOTOR, PUMP 3 | E-S-C03-F-HGH-DRYWL-PUMP3 | 57563M | [8 empty] | IE000000000010003010 | PUMP 3 | 14075 |  |  | NY | 0000000000 |  |  |  | EN |  | 4102 WEST HIGHLAND | ASEQ |  | X |  | 00:00:00 | [11 empty] | 2003 | F03 | 2003 | MOTOR | 1831010 | FM03_100 | F03 | 10003009 |  | ACTV | 2014-01-14 | DZIWULS2 | 2012-02-22 | ZYNDAK | 2014-01-14 | M | E_MOTOR
10003011 | PANEL, CONTROL, PUMP | E-S-C03-F-HGH-ELINS | 57564 | [8 empty] | IE000000000010003011 | HIGHLAND PS ELECTRICAL & INSTRUMENTATION | 14075 |  |  | NY | 0000000000 |  |  |  | EN |  | 4102 WEST HIGHLAND | INST |  | X |  | 00:00:00 | [7 empty] | SMITH LOVELESS |  | 09-7361 |  | 2003 | F03 | 2003 | CONTROL | 1831010 | FM03_100 | F03 |  |  | ACTV | 2011-01-01 | DZIWULS2 | 2012-02-22 | YUNGC | 2012-06-08 | M | E_CONTROL
10005162 | PUMP, SUMP | E-S-C03-F-HGH-GENTR | SAP000832 | [8 empty] | IE000000000010005162 | HIGHLAND PS GENSET | 14075 |  |  | NY | 0000000000 |  |  |  | EN |  | 4102 WEST HIGHLAND | INST |  | X |  | 00:00:00 | [11 empty] | 2003 | F03 | 2003 | PUMP | 1831010 | FM03_100 | F03 |  |  | ACTV | 2011-01-01 | DZIWULS2 | 2012-02-22 | YUNGC | 2012-06-08 | M | E_PUMP
10002912 | PANEL, CONTROL, PUMP | E-S-C03-F-HLD-ELINS | 54400 | [8 empty] | IE000000000010002912 | HOLLAND PS ELECTRICAL & INSTRUMENTATION | 14080 |  |  | NY | 0000000000 |  |  |  | EN |  | 140 N. MAIN ST | INST |  | X |  | 00:00:00 | [11 empty] | 2003 | F03 | 2003 | CONTROL | 1831010 | FM03_100 | F03 |  |  | ACTV | 2011-01-01 | DZIWULS2 | 2012-02-22 | YUNGC | 2012-06-08 | M | E_CONTROL
10002891 | HOLLAND MAIN ST. PUMP STATION | E-S-C03-F-HLD-PLUMB | 54000 | [8 empty] | IE000000000010002891 | HOLLAND PS PLUMBING | 14080 |  |  | NY | 0000000000 |  |  |  | EN |  | 140 N. MAIN ST | INST |  | X |  | 00:00:00 | [8 empty] | 140 N. MAIN ST HOLLA |  |  | 2003 | F03 | 2003 | BLDGGRD | 1831010 | FM03_100 | F03 |  |  | ACTV | 2011-01-01 | DZIWULS2 | 2012-02-22 | YUNGC | 2012-06-08 | M | E_BLDGGRD
10002907 | PUMP 1 | E-S-C03-F-HLD-WETWL-PUMP1 | 54100 | [8 empty] | IE000000000010002907 | PUMP 1 | 14080 |  |  | NY | 0000000000 |  |  |  | EN |  | 140 N. MAIN ST | INST |  | X |  | 00:00:00 | [8 empty] | 10 HP/ MYERS 4VHX100 | X690438 |  | 2003 | F03 | 2003 | PUMP | 1831010 | FM03_100 | F03 |  |  | ACTV | 2014-01-14 | DZIWULS2 | 2012-02-22 | ZYNDAK | 2014-01-14 | M | E_PUMP
10002911 | PUMP 2 | E-S-C03-F-HLD-WETWL-PUMP2 | 54200 | [8 empty] | IE000000000010002911 | PUMP 2 | 14080 |  |  | NY | 0000000000 |  |  |  | EN |  | 140 N. MAIN ST | INST |  | X |  | 00:00:00 | [8 empty] | 10 HP/ MYERS 4VHX100 |  |  | 2003 | F03 | 2003 | PUMP | 1831010 | FM03_100 | F03 |  |  | ACTV | 2014-01-14 | DZIWULS2 | 2012-02-22 | ZYNDAK | 2014-01-14 | M | E_PUMP
10005118 | CONTROLLER, PUMP | E-S-C03-F-HMB-ELINS | SAP000788 | [8 empty] | IE000000000010005118 | HAMPTON BROOK ELECTRICAL/INSTRUMENTATION | 14057 |  |  | NY | 0000000000 |  |  |  | EN |  | 3982 ECKHARDT ROAD | INST |  | X |  | 00:00:00 | [7 empty] | ELECTRIC SPECIALTYINC |  |  |  | 2003 | F03 | 2003 | CONTROL | 1831010 | FM03_100 | F03 |  |  | ACTV | 2011-01-01 | DZIWULS2 | 2012-02-22 | YUNGC | 2012-06-08 | M | E_CONTROL
10001768 | PUMP, SUMP | E-S-C03-F-HMB-WETWL | 26783 | [8 empty] | IE000000000010001768 | HAMPTON BROOK PS WET WELL | 14057 |  |  | NY | 0000000000 |  |  |  | EN |  | 3982 ECKHARDT ROAD | INST |  | X |  | 00:00:00 | [11 empty] | 2003 | F03 | 2003 | PUMP | 1831010 | FM03_100 | F03 |  |  | ACTV | 2011-01-01 | DZIWULS2 | 2012-02-22 | YUNGC | 2012-06-08 | M | E_PUMP
10001766 | PUMP 1 | E-S-C03-F-HMB-WETWL-PUMP1 | 26781 | [8 empty] | IE000000000010001766 | PUMP 1 | 14057 |  |  | NY | 0000000000 |  |  |  | EN |  | 3982 ECKHARDT ROAD | INST |  | X |  | 00:00:00 | [7 empty] | 013000 | EMU FA-107-215 |  |  | 2003 | F03 | 2003 | PUMP | 1831010 | FM03_100 | F03 |  |  | ACTV | 2014-01-14 | DZIWULS2 | 2012-02-22 | ZYNDAK | 2014-01-14 | M | E_PUMP
10001767 | PUMP 2 | E-S-C03-F-HMB-WETWL-PUMP2 | 26782 | [8 empty] | IE000000000010001767 | PUMP 2 | 14057 |  |  | NY | 0000000000 |  |  |  | EN |  | 3982 ECKHARDT ROAD | INST |  | X |  | 00:00:00 | [7 empty] | 013000 | EMU FA-107-215 |  |  | 2003 | F03 | 2003 | PUMP | 1831010 | FM03_100 | F03 |  |  | ACTV | 2014-01-14 | DZIWULS2 | 2012-02-22 | ZYNDAK | 2014-01-14 | M | E_PUMP
10001785 | PUMP, SUMP | E-S-C03-F-HMS-DRYWL | 26796 | [8 empty] | IE000000000010001785 | HAMBURG MASTER PS DRY WELL | 14075 |  |  | NY | 0000000000 |  |  |  | EN |  | 3839 HOOVER ROAD | INST |  | X |  | 00:00:00 | [7 empty] | FAIRBANKS MORSE | KZKU | F450263 |  | 2003 | F03 | 2003 | PUMP | 1831010 | FM03_100 | F03 |  |  | ACTV | 2011-01-01 | DZIWULS2 | 2012-02-22 | YUNGC | 2012-06-08 | M | E_PUMP
10001786 | MOTOR, SUMP PUMP | E-S-C03-F-HMS-DRYWL | 26796M | [8 empty] | IE000000000010001786 | HAMBURG MASTER PS DRY WELL | 14075 |  |  | NY | 0000000000 |  |  |  | EN |  | 3839 HOOVER ROAD | ASEQ |  | X |  | 00:00:00 | [11 empty] | 2003 | F03 | 2003 | MOTOR | 1831010 | FM03_100 | F03 | 10001785 |  | ACTV | 2013-03-08 | DZIWULS2 | 2012-02-22 | ZYNDAK | 2013-03-08 | M | E_MOTOR
10001787 | PUMP, SEAL WATER | E-S-C03-F-HMS-DRYWL | 26797 | [8 empty] | IE000000000010001787 | HAMBURG MASTER PS DRY WELL | 14075 |  |  | NY | 0000000000 |  |  |  | EN |  | 3839 HOOVER ROAD | INST |  | X |  | 00:00:00 | [7 empty] | GE | 5K36MN117 |  |  | 2003 | F03 | 2003 | PUMP | 1831010 | FM03_100 | F03 |  |  | ACTV | 2011-01-01 | DZIWULS2 | 2012-02-22 | YUNGC | 2012-06-08 | M | E_PUMP
10001788 | MOTOR, SEAL WATER PUMP | E-S-C03-F-HMS-DRYWL | 26797M | [8 empty] | IE000000000010001788 | HAMBURG MASTER PS DRY WELL | 14075 |  |  | NY | 0000000000 |  |  |  | EN |  | 3839 HOOVER ROAD | ASEQ |  | X |  | 00:00:00 | [11 empty] | 2003 | F03 | 2003 | MOTOR | 1831010 | FM03_100 | F03 | 10001787 |  | ACTV | 2013-03-08 | DZIWULS2 | 2012-02-22 | ZYNDAK | 2013-03-08 | M | E_MOTOR
10001776 | PUMP 1 | E-S-C03-F-HMS-DRYWL-PUMP1 | 26791 | [8 empty] | IE000000000010001776 | PUMP 1 | 14075 |  |  | NY | 0000000000 |  |  |  | EN |  | 3839 HOOVER ROAD | INST |  | X |  | 00:00:00 | [7 empty] | FAIRBANKS MORSE | F414A | K2F30850 |  | 2003 | F03 | 2003 | PUMP | 1831010 | FM03_100 | F03 |  |  | ACTV | 2014-01-14 | DZIWULS2 | 2012-02-22 | KAMINSKK | 2018-07-13 | M | E_PUMP
10001777 | MOTOR, PUMP 1 | E-S-C03-F-HMS-DRYWL-PUMP1 | 26791M | [8 empty] | IE000000000010001777 | PUMP 1 | 14075 |  |  | NY | 0000000000 |  |  |  | EN |  | 3839 HOOVER ROAD | ASEQ |  | X |  | 00:00:00 | [7 empty] | FAIRBANKS-MORSE | F452048 |  |  | 2003 | F03 | 2003 | MOTOR | 1831010 | FM03_100 | F03 | 10001776 |  | ACTV | 2014-01-14 | DZIWULS2 | 2012-02-22 | KAMINSKK | 2018-07-13 | M | E_MOTOR
10001778 | PUMP 2 | E-S-C03-F-HMS-DRYWL-PUMP2 | 26792 | [8 empty] | IE000000000010001778 | PUMP 2 | 14075 |  |  | NY | 0000000000 |  |  |  | EN |  | 3839 HOOVER ROAD | INST |  | X |  | 00:00:00 | [7 empty] | FAIRBANKS MORSE | 5414A | K2F31838 |  | 2003 | F03 | 2003 | PUMP | 1831010 | FM03_100 | F03 |  |  | ACTV | 2014-01-14 | DZIWULS2 | 2012-02-22 | ZYNDAK | 2014-01-14 | M | E_PUMP
10001779 | MOTOR, PUMP 2 | E-S-C03-F-HMS-DRYWL-PUMP2 | 26792M | [8 empty] | IE000000000010001779 | PUMP 2 | 14075 |  |  | NY | 0000000000 |  |  |  | EN |  | 3839 HOOVER ROAD | ASEQ |  | X |  | 00:00:00 | [7 empty] | LEROY-SOMER |  |  |  | 2003 | F03 | 2003 | MOTOR | 1831010 | FM03_100 | F03 | 10001778 |  | ACTV | 2014-01-14 | DZIWULS2 | 2012-02-22 | KAMINSKK | 2018-05-07 | M | E_MOTOR
10001780 | PUMP 3 | E-S-C03-F-HMS-DRYWL-PUMP3 | 26793 | [8 empty] | IE000000000010001780 | PUMP 3 | 14075 |  |  | NY | 0000000000 |  |  |  | EN |  | 3839 HOOVER ROAD | INST |  | X |  | 00:00:00 | [7 empty] | FAIRBANKS MORSE |  | 253558 |  | 2003 | F03 | 2003 | PUMP | 1831010 | FM03_100 | F03 |  |  | ACTV | 2014-01-14 | DZIWULS2 | 2012-02-22 | ZYNDAK | 2014-01-14 | M | E_PUMP
10001781 | MOTOR, PUMP 3 | E-S-C03-F-HMS-DRYWL-PUMP3 | 26793M | [8 empty] | IE000000000010001781 | PUMP 3 | 14075 |  |  | NY | 0000000000 |  |  |  | EN |  | 3839 HOOVER ROAD | ASEQ |  | X |  | 00:00:00 | [7 empty] | LEROY-SOMER |  |  |  | 2003 | F03 | 2003 | MOTOR | 1831010 | FM03_100 | F03 | 10001780 |  | ACTV | 2014-01-14 | DZIWULS2 | 2012-02-22 | KAMINSKK | 2018-05-07 | M | E_MOTOR
10001782 | PUMP 4 | E-S-C03-F-HMS-DRYWL-PUMP4 | 26794 |  |  | TYPE NSWV 6X5X12 | [5 empty] | IE000000000010001782 | PUMP 4 | 14075 |  |  | NY | 0000000000 |  |  |  | EN |  | 3839 HOOVER ROAD | INST |  | X |  | 00:00:00 | [7 empty] | ALLIS CHALMERS | 200 |  |  | 2003 | F03 | 2003 | PUMP | 1831010 | FM03_100 | F03 |  |  | ACTV | 2018-05-07 | DZIWULS2 | 2012-02-22 | KAMINSKK | 2018-05-07 | M | E_PUMP
10001783 | MOTOR, PUMP 4 | E-S-C03-F-HMS-DRYWL-PUMP4 | 26794M | [8 empty] | IE000000000010001783 | PUMP 4 | 14075 |  |  | NY | 0000000000 |  |  |  | EN |  | 3839 HOOVER ROAD | ASEQ |  | X |  | 00:00:00 | [11 empty] | 2003 | F03 | 2003 | MOTOR | 1831010 | FM03_100 | F03 | 10001782 |  | ACTV | 2014-01-14 | DZIWULS2 | 2012-02-22 | YUNGC | 2019-08-14 | M | E_MOTOR
10005102 | MAINBREAKER FOR PUMP STATION | E-S-C03-F-HMS-ELINS | SAP000772 | [8 empty] | IE000000000010005102 | HAMBURG MPS ELECTRICAL/INSTRUMENTATION | 14075 |  |  | NY | 0000000000 |  |  |  | EN |  | 3839 HOOVER ROAD | INST |  | X |  | 00:00:00 | [7 empty] | SQUARE D | LAL36400 |  |  | 2003 | F03 | 2003 | ELECTRIC | 1831010 | FM03_100 | F03 |  |  | ACTV | 2011-01-01 | DZIWULS2 | 2012-02-22 | YUNGC | 2012-06-08 | M | E_ELECTRIC
10005105 | STARTER PUMP 1 | E-S-C03-F-HMS-ELINS | SAP000775 | [8 empty] | IE000000000010005105 | HAMBURG MPS ELECTRICAL/INSTRUMENTATION | 14075 |  |  | NY | 0000000000 |  |  |  | EN |  | 3839 HOOVER ROAD | INST |  | X |  | 00:00:00 | [7 empty] | GENERAL ELECTRIC |  |  |  | 2003 | F03 | 2003 | ELECTRIC | 1831010 | FM03_100 | F03 |  |  | ACTV | 2011-01-01 | DZIWULS2 | 2012-02-22 | YUNGC | 2012-06-08 | M | E_ELECTRIC
10005106 | PUMP 2 STARTER | E-S-C03-F-HMS-ELINS | SAP000776 | [8 empty] | IE000000000010005106 | HAMBURG MPS ELECTRICAL/INSTRUMENTATION | 14075 |  |  | NY | 0000000000 |  |  |  | EN |  | 3839 HOOVER ROAD | INST |  | X |  | 00:00:00 | [7 empty] | GENERAL ELECTRIC | 7700 LINE | DJ601C584 G2 665C791AA-C2 |  | 2003 | F03 | 2003 | ELECTRIC | 1831010 | FM03_100 | F03 |  |  | ACTV | 2011-01-01 | DZIWULS2 | 2012-02-22 | YUNGC | 2012-06-08 | M | E_ELECTRIC
10005108 | STARTER PUMP 3 | E-S-C03-F-HMS-ELINS | SAP000778 | [8 empty] | IE000000000010005108 | HAMBURG MPS ELECTRICAL/INSTRUMENTATION | 14075 |  |  | NY | 0000000000 |  |  |  | EN |  | 3839 HOOVER ROAD | INST |  | X |  | 00:00:00 | [7 empty] | GENERAL ELECTRIC | 7700 LINE | 601C584 G2 665C791AA-B2 |  | 2003 | F03 | 2003 | ELECTRIC | 1831010 | FM03_100 | F03 |  |  | ACTV | 2011-01-01 | DZIWULS2 | 2012-02-22 | YUNGC | 2012-06-08 | M | E_ELECTRIC
10005116 | VFD PUMP CONTROLLER | E-S-C03-F-HMS-ELINS | SAP000786 | [8 empty] | IE000000000010005116 | HAMBURG MPS ELECTRICAL/INSTRUMENTATION | 14075 |  |  | NY | 0000000000 |  |  |  | EN |  | 3839 HOOVER ROAD | INST |  | X |  | 00:00:00 | [7 empty] | PEABODY | BT2410 | F-12649-3 |  | 2003 | F03 | 2003 | VFD | 1831010 | FM03_100 | F03 |  |  | ACTV | 2011-01-01 | DZIWULS2 | 2012-02-22 | YUNGC | 2012-06-08 | M | E_VFD
10079974 | STARTER PUMP 4 | E-S-C03-F-HMS-ELINS | [9 empty] | IE000000000010079974 | HAMBURG MPS ELECTRICAL/INSTRUMENTATION |  |  |  |  | 0000000000 |  |  |  | EN |  |  | INST |  | X |  | 00:00:00 |  |  | USD |  |  |  |  | SCHNEIDER ELECTRIC | ATV630D11M3 | 4002900JM191300298 |  | 2003 | F03 | 2003 | ELECTRIC | 1831010 | FM03_100 | F03 |  |  | ACTV | 2019-08-20 | PINTOM | 2019-08-20 |  |  | M | E_ELECTRIC
10005103 | STARTER PUMP | E-S-C03-F-HMS-XEQUP | SAP000773 | [8 empty] | IE000000000010005103 | HAMBURG MASTER PS SPARE EQUIPMENT | 14075 |  |  | NY | 0000000000 |  |  |  | EN |  | 3839 HOOVER ROAD | INST |  | X |  | 00:00:00 | [7 empty] | ALLEN BRADLEY |  |  |  | 2003 | F03 | 2003 | ELECTRIC | 1831010 | FM03_100 | F03 |  |  | ACTV | 2019-08-20 | DZIWULS2 | 2012-02-22 | PINTOM | 2019-08-20 | M | E_ELECTRIC
10005164 | PUMP 2, SUMP, BASEMENT | E-S-C03-F-HTP-BLDGR-PLUMB | SAP000834 | [8 empty] | IE000000000010005164 | Plumbing | 14080 |  |  | NY | 0000000000 |  |  |  | EN |  | 457 MAIN ST (RT 16) | INST |  | X |  | 00:00:00 | [11 empty] | 2003 | F03 | 2003 | PUMP | 1831010 | FM03_100 | F03 |  |  | ACTV | 2011-01-01 | DZIWULS2 | 2012-02-22 | YUNGC | 2012-06-08 | M | E_PUMP
10005165 | PUMP, SUMP, BASEMENT | E-S-C03-F-HTP-BLDGR-PLUMB | SAP000835 | [8 empty] | IE000000000010005165 | Plumbing | 14080 |  |  | NY | 0000000000 |  |  |  | EN |  | 457 MAIN ST (RT 16) | INST |  | X |  | 00:00:00 | [7 empty] | HYDROMATIC |  |  |  | 2003 | F03 | 2003 | PUMP | 1831010 | FM03_100 | F03 |  |  | ACTV | 2011-01-01 | DZIWULS2 | 2012-02-22 | YUNGC | 2012-06-08 | M | E_PUMP
10002314 | PUMP 1, EQUALIZATION | E-S-C03-F-HTP-INFLT-EQTNK | 42110 | [8 empty] | IE000000000010002314 | Equalization Tank | 14080 |  |  | NY | 0000000000 |  |  |  | EN |  | 457 MAIN ST (RT 16) | INST |  | X |  | 00:00:00 | [7 empty] | ABS PUMPS | M22/4-11.6 |  |  | 2003 | F03 | 2003 | PUMP | 1831010 | FM03_100 | F03 |  |  | ACTV | 2011-01-01 | DZIWULS2 | 2012-02-22 | YUNGC | 2012-06-08 | M | E_PUMP
10002316 | PUMP 2, EQUALIZATION | E-S-C03-F-HTP-INFLT-EQTNK | 42120 | [8 empty] | IE000000000010002316 | Equalization Tank | 14080 |  |  | NY | 0000000000 |  |  |  | EN |  | 457 MAIN ST (RT 16) | INST |  | X |  | 00:00:00 | [7 empty] | ABS PUMPS | M22/4-11.6 |  |  | 2003 | F03 | 2003 | PUMP | 1831010 | FM03_100 | F03 |  |  | ACTV | 2011-01-01 | DZIWULS2 | 2012-02-22 | YUNGC | 2012-06-08 | M | E_PUMP
10002318 | PANEL, CONTROL, EQUALIZATION PUMP | E-S-C03-F-HTP-INFLT-EQTNK | 42200 | [8 empty] | IE000000000010002318 | Equalization Tank | 14080 |  |  | NY | 0000000000 |  |  |  | EN |  | 457 MAIN ST (RT 16) | INST |  | X |  | 00:00:00 | [7 empty] | KLOCKNER MOELLER | CAT.NO. GK60X80X27/M |  |  | 2003 | F03 | 2003 | CONTROL | 1831010 | FM03_100 | F03 |  |  | ACTV | 2011-01-01 | DZIWULS2 | 2012-02-22 | YUNGC | 2012-06-08 | M | E_CONTROL
10002729 | PUMP 1, SERVICE WATER | E-S-C03-F-HTP-OPRTN-PRWTR | 49100 | [8 empty] | IE000000000010002729 | Process water | 14080 |  |  | NY | 0000000000 |  |  |  | EN |  | 457 MAIN ST (RT 16) | INST |  | X |  | 00:00:00 | [7 empty] | INGERSOLL RAND | H-HC | 0483/4037 |  | 2003 | F03 | 2003 | PUMP | 1831010 | FM03_100 | F03 |  |  | ACTV | 2011-01-01 | DZIWULS2 | 2012-02-22 | YUNGC | 2012-06-08 | M | E_PUMP
10002730 | MOTOR, PUMP 1 | E-S-C03-F-HTP-OPRTN-PRWTR | 49110 | [8 empty] | IE000000000010002730 | Process water | 14080 |  |  | NY | 0000000000 |  |  |  | EN |  | 457 MAIN ST (RT 16) | ASEQ |  | X |  | 00:00:00 | [7 empty] | US ELECTRIC | CLASS B |  |  | 2003 | F03 | 2003 | MOTOR | 1831010 | FM03_100 | F03 | 10002729 |  | ACTV | 2013-03-06 | DZIWULS2 | 2012-02-22 | ZYNDAK | 2013-03-06 | M | E_MOTOR
10002731 | PUMP 2, SERVICE WATER | E-S-C03-F-HTP-OPRTN-PRWTR | 49200 | [8 empty] | IE000000000010002731 | Process water | 14080 |  |  | NY | 0000000000 |  |  |  | EN |  | 457 MAIN ST (RT 16) | INST |  | X |  | 00:00:00 | [7 empty] | INGERSOLL RAND | H-HC |  |  | 2003 | F03 | 2003 | PUMP | 1831010 | FM03_100 | F03 |  |  | ACTV | 2011-01-01 | DZIWULS2 | 2012-02-22 | YUNGC | 2012-06-08 | M | E_PUMP
10002732 | MOTOR, PUMP 2 | E-S-C03-F-HTP-OPRTN-PRWTR | 49210 | [8 empty] | IE000000000010002732 | Process water | 14080 |  |  | NY | 0000000000 |  |  |  | EN |  | 457 MAIN ST (RT 16) | ASEQ |  | X |  | 00:00:00 | [7 empty] | GENERAL ELECTRIC | 5K184JL1739A |  |  | 2003 | F03 | 2003 | MOTOR | 1831010 | FM03_100 | F03 | 10002731 |  | ACTV | 2013-03-06 | DZIWULS2 | 2012-02-22 | ZYNDAK | 2013-03-06 | M | E_MOTOR
10002738 | HYDRO-PNEUMATIC PUMP CONTROLLER | E-S-C03-F-HTP-OPRTN-PRWTR | 49430 | [8 empty] | IE000000000010002738 | Process water | 14080 |  |  | NY | 0000000000 |  |  |  | EN |  | 457 MAIN ST (RT 16) | INST |  | X |  | 00:00:00 | [7 empty] | KINEFLOW | DH-7062 | 0283-1227K |  | 2003 | F03 | 2003 | ELECTRIC | 1831010 | FM03_100 | F03 |  |  | ACTV | 2011-01-01 | DZIWULS2 | 2012-02-22 | YUNGC | 2012-06-08 | M | E_ELECTRIC
10002747 | MOTOR, SECONDARY SLUDGE PUMP 1 | E-S-C03-F-HTP-SCDRY-CLRFR | 50310 | [8 empty] | IE000000000010002747 | Secondary clarifier | 14080 |  |  | NY | 0000000000 |  |  |  | EN |  | 457 MAIN ST (RT 16) | INST |  | X |  | 00:00:00 | [7 empty] | US ELECTRIC | 63-06140-678 |  |  | 2003 | F03 | 2003 | MOTOR | 1831010 | FM03_100 | F03 |  |  | ACTV | 2011-01-01 | DZIWULS2 | 2012-02-22 | YUNGC | 2012-06-08 | M | E_MOTOR
10002749 | MOTOR, SECONDARY SLUDGE PUMP 2 | E-S-C03-F-HTP-SCDRY-CLRFR | 50410 | [8 empty] | IE000000000010002749 | Secondary clarifier | 14080 |  |  | NY | 0000000000 |  |  |  | EN |  | 457 MAIN ST (RT 16) | INST |  | X |  | 00:00:00 | [7 empty] | US ELECTRIC | 63-06140-678 |  |  | 2003 | F03 | 2003 | MOTOR | 1831010 | FM03_100 | F03 |  |  | ACTV | 2011-01-01 | DZIWULS2 | 2012-02-22 | YUNGC | 2012-06-08 | M | E_MOTOR
10002750 | PANEL, CONTROL, SEC SLUDGE PUMP | E-S-C03-F-HTP-SCDRY-CLRFR | 50490 | [8 empty] | IE000000000010002750 | Secondary clarifier | 14080 |  |  | NY | 0000000000 |  |  |  | EN |  | 457 MAIN ST (RT 16) | INST |  | X |  | 00:00:00 | [11 empty] | 2003 | F03 | 2003 | CONTROL | 1831010 | FM03_100 | F03 |  |  | ACTV | 2011-01-01 | DZIWULS2 | 2012-02-22 | YUNGC | 2012-06-08 | M | E_CONTROL
10002743 | PUMP 2, PRIMARY SLUDGE | E-S-C03-F-HTP-SLUDG | 50200 | [8 empty] | IE000000000010002743 | HOLLAND TP SOLIDS HANDLING | 14080 |  |  | NY | 0000000000 |  |  |  | EN |  | 457 MAIN ST (RT 16) | INST |  | X |  | 00:00:00 | [7 empty] | WASTECORP | PE111W | 681539 |  | 2003 | F03 | 2003 | PUMP | 1831010 | FM03_100 | F03 |  |  | ACTV | 2011-01-01 | DZIWULS2 | 2012-02-22 | LALLIR | 2015-09-02 | M | E_PUMP
10002745 | PANEL, CONTROL, PRI SLUDGE PUMP | E-S-C03-F-HTP-SLUDG | 50290 | [8 empty] | IE000000000010002745 | HOLLAND TP SOLIDS HANDLING | 14080 |  |  | NY | 0000000000 |  |  |  | EN |  | 457 MAIN ST (RT 16) | INST |  | X |  | 00:00:00 | [11 empty] | 2003 | F03 | 2003 | CONTROL | 1831010 | FM03_100 | F03 |  |  | ACTV | 2011-01-01 | DZIWULS2 | 2012-02-22 | YUNGC | 2012-06-08 | M | E_CONTROL
10072787 | PUMP 1, PRIMARY SLUDGE, NEPTUNE ABN80-R3 | E-S-C03-F-HTP-SLUDG | [9 empty] | IE000000000010072787 | HOLLAND TP SOLIDS HANDLING | 14080 |  |  | NY | 0000000000 |  |  |  | EN |  | 457 MAIN ST (RT 16) | INST |  | X |  | 00:00:00 |  |  | USD |  |  |  |  | NEPTUNE ABAQUE | ABN80-R3 | 4893088 |  | 2003 | F03 | 2003 | PUMP | 1831010 | OP03_300 | F03 |  |  | ACTV | 2019-04-02 | LALLIR | 2017-04-19 | PINTOM | 2019-04-02 | M | E_PUMP
10072788 | PUMP 1, SECONDARY SLUDGE, VORTEX | E-S-C03-F-HTP-SLUDG | 50300 | [8 empty] | IE000000000010072788 | HOLLAND TP SOLIDS HANDLING | 14080 |  |  | NY | 0000000000 |  |  |  | EN |  | 457 MAIN ST (RT 16) | INST |  | X |  | 00:00:00 |  |  | USD |  |  |  |  | BLACKMER | FRA | 1066373A |  | 2003 | F03 | 2003 | PUMP | 1831010 | FM03_100 | F03 |  |  | ACTV | 2017-04-19 | LALLIR | 2017-04-19 | CURRENTJ | 2017-10-05 | M | E_PUMP
10072789 | PUMP 2, SECONDARY SLUDGE, VORTEX | E-S-C03-F-HTP-SLUDG | 50400 | [8 empty] | IE000000000010072789 | HOLLAND TP SOLIDS HANDLING | 14080 |  |  | NY | 0000000000 |  |  |  | EN |  | 457 MAIN ST (RT 16) | INST |  | X |  | 00:00:00 |  |  | USD | [8 empty] | 2003 | F03 | 2003 | PUMP | 1831010 | FM03_100 | F03 |  |  | ACTV | 2017-04-19 | LALLIR | 2017-04-19 | LALLIR | 2017-10-03 | M | E_PUMP
10002690 | PUMP 1, BACKWASH, SANDFILTER, SFLTR 1 | E-S-C03-F-HTP-TRTRY-SFLTR | 46160 | [8 empty] | IE000000000010002690 | Sand filter | 14080 |  |  | NY | 0000000000 |  |  |  | EN |  | 457 MAIN ST (RT 16) | INST |  | X |  | 00:00:00 | [7 empty] | GORMAN-RUPP | 13A2-B | 1241182 |  | 2003 | F03 | 2003 | PUMP | 1831010 | FM03_100 | F03 |  |  | ACTV | 2011-01-01 | DZIWULS2 | 2012-02-22 | YUNGC | 2012-06-08 | M | E_PUMP
10002691 | MOTOR, PUMP 1, SANDFILTER BACKWASH, SFLT | E-S-C03-F-HTP-TRTRY-SFLTR | 46160M | [8 empty] | IE000000000010002691 | Sand filter | 14080 |  |  | NY | 0000000000 |  |  |  | EN |  | 457 MAIN ST (RT 16) | INST |  | X |  | 00:00:00 | [11 empty] | 2003 | F03 | 2003 | MOTOR | 1831010 | FM03_100 | F03 |  |  | ACTV | 2011-01-01 | DZIWULS2 | 2012-02-22 | YUNGC | 2012-06-08 | M | E_MOTOR
10002692 | PUMP, SANDFILTER BACKWASH 2 | E-S-C03-F-HTP-TRTRY-SFLTR | 46161 | [8 empty] | IE000000000010002692 | Sand filter | 14080 |  |  | NY | 0000000000 |  |  |  | EN |  | 457 MAIN ST (RT 16) | INST |  | X |  | 00:00:00 | [8 empty] | GORMAN-RUPP / 13A2-B | 771874N |  | 2003 | F03 | 2003 | PUMP | 1831010 | FM03_100 | F03 |  |  | ACTV | 2011-01-01 | DZIWULS2 | 2012-02-22 | YUNGC | 2012-06-08 | M | E_PUMP
10002693 | MOTOR, PUMP 2, SANDFILTER BACKWASH | E-S-C03-F-HTP-TRTRY-SFLTR | 46161M | [8 empty] | IE000000000010002693 | Sand filter | 14080 |  |  | NY | 0000000000 |  |  |  | EN |  | 457 MAIN ST (RT 16) | INST |  | X |  | 00:00:00 | [11 empty] | 2003 | F03 | 2003 | MOTOR | 1831010 | FM03_100 | F03 |  |  | ACTV | 2011-01-01 | DZIWULS2 | 2012-02-22 | YUNGC | 2012-06-08 | M | E_MOTOR
10002694 | MOTOR, DRIVE, BACKWASH PUMP 1 | E-S-C03-F-HTP-TRTRY-SFLTR | 46170 | [8 empty] | IE000000000010002694 | Sand filter | 14080 |  |  | NY | 0000000000 |  |  |  | EN |  | 457 MAIN ST (RT 16) | INST |  | X |  | 00:00:00 | [7 empty] | BALDOR | CAT.NO. M3611T |  |  | 2003 | F03 | 2003 | MOTOR | 1831010 | FM03_100 | F03 |  |  | ACTV | 2011-01-01 | DZIWULS2 | 2012-02-22 | YUNGC | 2012-06-08 | M | E_MOTOR
10002700 | PUMP 2, BACKWASH, SANDFILTER | E-S-C03-F-HTP-TRTRY-SFLTR | 46260 | [8 empty] | IE000000000010002700 | Sand filter | 14080 |  |  | NY | 0000000000 |  |  |  | EN |  | 457 MAIN ST (RT 16) | INST |  | X |  | 00:00:00 | [7 empty] | GORMAN-RUPP | 13A2-B | 771874N |  | 2003 | F03 | 2003 | PUMP | 1831010 | FM03_100 | F03 |  |  | ACTV | 2011-01-01 | DZIWULS2 | 2012-02-22 | YUNGC | 2012-06-08 | M | E_PUMP
10002701 | MOTOR, SANDFILTER BACKWASH PUMP 2 | E-S-C03-F-HTP-TRTRY-SFLTR | 46260M | [8 empty] | IE000000000010002701 | Sand filter | 14080 |  |  | NY | 0000000000 |  |  |  | EN |  | 457 MAIN ST (RT 16) | INST |  | X |  | 00:00:00 | [11 empty] | 2003 | F03 | 2003 | MOTOR | 1831010 | FM03_100 | F03 |  |  | ACTV | 2011-01-01 | DZIWULS2 | 2012-02-22 | YUNGC | 2012-06-08 | M | E_MOTOR
10002702 | MOTOR, DRIVE, BACKWASH PUMP 2 | E-S-C03-F-HTP-TRTRY-SFLTR | 46270 | [8 empty] | IE000000000010002702 | Sand filter | 14080 |  |  | NY | 0000000000 |  |  |  | EN |  | 457 MAIN ST (RT 16) | INST |  | X |  | 00:00:00 | [7 empty] | GORMAN RUPP | 13A2-B | 771874N |  | 2003 | F03 | 2003 | MOTOR | 1831010 | FM03_100 | F03 |  |  | ACTV | 2011-01-01 | DZIWULS2 | 2012-02-22 | YUNGC | 2012-06-08 | M | E_MOTOR
10002952 | PUMP 1, SUMP, SANDFILTER | E-S-C03-F-HTP-TRTRY-SFLTR | 55800 | [8 empty] | IE000000000010002952 | Sand filter | 14080 |  |  | NY | 0000000000 |  |  |  | EN |  | 457 MAIN ST (RT 16) | INST |  | X |  | 00:00:00 | [7 empty] | HYDROMATIC | HY005800 | 13025-064-1 |  | 2003 | F03 | 2003 | PUMP | 1831010 | FM03_100 | F03 |  |  | ACTV | 2011-01-01 | DZIWULS2 | 2012-02-22 | CURRENTJ | 2016-11-09 | M | E_PUMP
10005166 | PUMP 2, SUMP, SANDFILTER | E-S-C03-F-HTP-TRTRY-SFLTR | SAP000836 | [8 empty] | IE000000000010005166 | Sand filter | 14080 |  |  | NY | 0000000000 |  |  |  | EN |  | 457 MAIN ST (RT 16) | INST |  | X |  | 00:00:00 | [7 empty] | HYDROMATIC | SD25A1 |  |  | 2003 | F03 | 2003 | PUMP | 1831010 | FM03_100 | F03 |  |  | ACTV | 2011-01-01 | DZIWULS2 | 2012-02-22 | LALLIR | 2017-06-23 | M | E_PUMP
10005194 | PANEL, CONTROL, PUMP | E-S-C03-F-KLR-ELINS | SAP000864 | [8 empty] | IE000000000010005194 | KELLER PS ELECTRICAL & INSTRUMENTATION | 14057 |  |  | NY | 0000000000 |  |  |  | EN |  | 4400 KELLER ROAD | INST |  | X |  | 00:00:00 | [7 empty] | EG PUMP CONTROLS | 240026 |  |  | 2003 | F03 | 2003 | CONTROL | 1831010 | FM03_100 | F03 |  |  | ACTV | 2011-01-01 | DZIWULS2 | 2012-02-22 | YUNGC | 2012-06-08 | M | E_CONTROL
10001803 | PUMP 1, SUBMERSIBLE | E-S-C03-F-KLR-WETWL-PUMP1 | 26811 | [8 empty] | IE000000000010001803 | PUMP 1 | 14057 |  |  | NY | 0000000000 |  |  |  | EN |  | 4400 KELLER ROAD | INST |  | X |  | 00:00:00 | [7 empty] | 003950 | ABS, AF22-4EX |  |  | 2003 | F03 | 2003 | PUMP | 1831010 | FM03_100 | F03 |  |  | ACTV | 2014-01-14 | DZIWULS2 | 2012-02-22 | ZYNDAK | 2014-01-14 | M | E_PUMP
10001804 | PUMP 2, SUMBERSIBLE | E-S-C03-F-KLR-WETWL-PUMP2 | 26812 | [8 empty] | IE000000000010001804 | PUMP 2 | 14057 |  |  | NY | 0000000000 |  |  |  | EN |  | 4400 KELLER ROAD | INST |  | X |  | 00:00:00 | [7 empty] | 003950 | ABS, AF22-4EX |  |  | 2003 | F03 | 2003 | PUMP | 1831010 | FM03_100 | F03 |  |  | ACTV | 2014-01-14 | DZIWULS2 | 2012-02-22 | ZYNDAK | 2014-01-14 | M | E_PUMP
10004090 | PUMP | E-S-C03-F-LBL-DRYWL | 70076 | [8 empty] | IE000000000010004090 | LABELLE PS DRY WELL |  |  |  |  | 0000000000 |  |  |  | EN |  |  | INAC INST |  | X |  | 00:00:00 | [7 empty] | GORMAN RUPP | 18A3 B | 651077 |  | 2003 |  | 2003 | PUMP | 1831010 |  |  |  |  | ACTV | 2016-12-21 | DZIWULS2 | 2012-02-22 | CURRENTJ | 2016-12-21 | M | E_PUMP
10005199 | MOTOR, PUMP | E-S-C03-F-LBL-DRYWL | SAP000869 | [8 empty] | IE000000000010005199 | LABELLE PS DRY WELL |  |  |  |  | 0000000000 |  |  |  | EN |  |  | ASEQ |  | X |  | 00:00:00 | [7 empty] | LINCOLN | TV-2557 | 17903 |  | 2003 |  | 2003 | MOTOR | 1831010 |  |  | 10004090 |  | ACTV | 2016-12-21 | DZIWULS2 | 2012-02-22 | CURRENTJ | 2016-12-21 | M | E_MOTOR
10005196 | PANEL, CONTROL, PUMP | E-S-C03-F-LBL-ELINS | SAP000866 | [8 empty] | IE000000000010005196 | LABELLE PS ELECTRICAL & INSTRUMENTATION |  |  |  |  | 0000000000 |  |  |  | EN |  |  | INAC INST |  | X |  | 00:00:00 | [7 empty] | WESTINGHOUSE |  |  |  | 2003 |  | 2003 | CONTROL | 1831010 |  |  |  |  | ACTV | 2016-12-21 | DZIWULS2 | 2012-02-22 | CURRENTJ | 2016-12-21 | M | E_CONTROL
10005225 | PANEL, CONTROL, PUMP | E-S-C03-F-MRY-ELINS | SAP000895 | [8 empty] | IE000000000010005225 | MARY DRIVE PS ELECTRICAL/INSTRUMENTATION | 14057 |  |  | NY | 0000000000 |  |  |  | EN |  | 4384 MARY DRIVE | INST |  | X |  | 00:00:00 | [7 empty] | EG PUMP CONTROLS | 240027 |  |  | 2003 | F03 | 2003 | CONTROL | 1831010 | FM03_100 | F03 |  |  | ACTV | 2011-01-01 | DZIWULS2 | 2012-02-22 | YUNGC | 2012-06-08 | M | E_CONTROL
10001809 | PUMP 1, SUBMERSIBLE | E-S-C03-F-MRY-WETWL-PUMP1 | 26822 | [8 empty] | IE000000000010001809 | PUMP 1 | 14057 |  |  | NY | 0000000000 |  |  |  | EN |  | 4384 MARY DRIVE | INST |  | X |  | 00:00:00 | [7 empty] | 003950 | ABS, PIRANHA M50/2FM |  |  | 2003 | F03 | 2003 | PUMP | 1831010 | FM03_100 | F03 |  |  | ACTV | 2014-01-14 | DZIWULS2 | 2012-02-22 | ZYNDAK | 2014-01-14 | M | E_PUMP
10001810 | PUMP 2, SUBMERSIBLE | E-S-C03-F-MRY-WETWL-PUMP2 | 26823 | [8 empty] | IE000000000010001810 | PUMP 2 | 14057 |  |  | NY | 0000000000 |  |  |  | EN |  | 4384 MARY DRIVE | INST |  | X |  | 00:00:00 | [7 empty] | ABS PUMPS INC | M50/2-21.60 | 0014827 |  | 2003 | F03 | 2003 | PUMP | 1831010 | FM03_100 | F03 |  |  | ACTV | 2014-01-14 | DZIWULS2 | 2012-02-22 | PINTOM | 2019-02-12 | M | E_PUMP
10001818 | PUMP, SUMP, MILESTRIP ROAD | E-S-C03-F-MST-DRYWL | 26828 | [8 empty] | IE000000000010001818 | MILESTRIP PS DRY WELL | 14127 |  |  | NY | 0000000000 |  |  |  | EN |  | 7115 MILESTRIP ROAD | INST |  | X |  | 00:00:00 | [11 empty] | 2003 | F03 | 2003 | PUMP | 1831010 | FM03_100 | F03 |  |  | ACTV | 2011-01-01 | DZIWULS2 | 2012-02-22 | YUNGC | 2012-06-08 | M | E_PUMP
10001814 | PUMP 1 | E-S-C03-F-MST-DRYWL-PUMP1 | 26826 | [8 empty] | IE000000000010001814 | PUMP 1 | 14127 |  |  | NY | 0000000000 |  |  |  | EN |  | 7115 MILESTRIP ROAD | INST |  | X |  | 00:00:00 | [7 empty] | GORMAN-RUPP | T10A3-B | 1352528 |  | 2003 | F03 | 2003 | PUMP | 1831010 | FM03_100 | F03 |  |  | ACTV | 2014-01-14 | DZIWULS2 | 2012-02-22 | ZYNDAK | 2014-01-14 | M | E_PUMP
10001815 | MOTOR, PUMP 1 | E-S-C03-F-MST-DRYWL-PUMP1 | 26826M | [8 empty] | IE000000000010001815 | PUMP 1 | 14127 |  |  | NY | 0000000000 |  |  |  | EN |  | 7115 MILESTRIP ROAD | ASEQ |  | X |  | 00:00:00 | [7 empty] | WEG | W21 AY34499 | 05018ET3E326T |  | 2003 | F03 | 2003 | MOTOR | 1831010 | FM03_100 | F03 | 10001814 |  | ACTV | 2014-01-14 | DZIWULS2 | 2012-02-22 | ZYNDAK | 2014-01-14 | M | E_MOTOR
10079765 | ROTATING ASSEMBLY, PUMP 1 | E-S-C03-F-MST-DRYWL-PUMP1 |  |  |  | 44163-311, 10" | [5 empty] | IE000000000010079765 | PUMP 1 | 14127 |  |  | NY | 0000000000 |  |  |  | EN |  | 7115 MILESTRIP ROAD | ASEQ |  | X |  | 00:00:00 | [7 empty] | GORMAN RUPP |  |  |  | 2003 | F03 | 2003 | PUMP | 1831010 | FM03_100 | F03 | 10001814 |  | ACTV | 2019-03-26 | PINTOM | 2019-03-25 | BROWNK | 2019-03-26 | M | E_PUMP
10001816 | PUMP 2 | E-S-C03-F-MST-DRYWL-PUMP2 | 26827 | [8 empty] | IE000000000010001816 | PUMP 2 | 14127 |  |  | NY | 0000000000 |  |  |  | EN |  | 7115 MILESTRIP ROAD | INST |  | X |  | 00:00:00 | [7 empty] | GORMAN-RUPP | T10A3-B | 794275 |  | 2003 | F03 | 2003 | PUMP | 1831010 | FM03_100 | F03 |  |  | ACTV | 2014-01-14 | DZIWULS2 | 2012-02-22 | ZYNDAK | 2014-01-14 | M | E_PUMP
10001817 | MOTOR, PUMP 2 | E-S-C03-F-MST-DRYWL-PUMP2 | 26827M | [8 empty] | IE000000000010001817 | PUMP 2 | 14127 |  |  | NY | 0000000000 |  |  |  | EN |  | 7115 MILESTRIP ROAD | ASEQ |  | X |  | 00:00:00 | [7 empty] | ALLIS | 062 | 51-384-691 |  | 2003 | F03 | 2003 | MOTOR | 1831010 | FM03_100 | F03 | 10001816 |  | ACTV | 2014-01-14 | DZIWULS2 | 2012-02-22 | ZYNDAK | 2014-01-14 | M | E_MOTOR
10079766 | ROTATING ASSEMBLY, PUMP 2 | E-S-C03-F-MST-DRYWL-PUMP2 |  |  |  | 44163-311, 10" | [5 empty] | IE000000000010079766 | PUMP 2 | 14127 |  |  | NY | 0000000000 |  |  |  | EN |  | 7115 MILESTRIP ROAD | ASEQ |  | X |  | 00:00:00 | [7 empty] | GORMAN RUPP |  |  |  | 2003 | F03 | 2003 | PUMP | 1831010 | FM03_100 | F03 | 10001816 |  | ACTV | 2019-03-26 | PINTOM | 2019-03-25 | BROWNK | 2019-03-26 | M | E_PUMP
10005248 | PANEL, CONTROL, PUMP | E-S-C03-F-MST-ELINS | SAP000918 | [8 empty] | IE000000000010005248 | MILESTRIP PS ELECTRICAL/INSTRUMENTATION | 14127 |  |  | NY | 0000000000 |  |  |  | EN |  | 7115 MILESTRIP ROAD | INST |  | X |  | 00:00:00 | [7 empty] | GORMAN RUPP |  | T-2093-XR |  | 2003 | F03 | 2003 | CONTROL | 1831010 | FM03_100 | F03 |  |  | ACTV | 2011-01-01 | DZIWULS2 | 2012-02-22 | YUNGC | 2012-06-08 | M | E_CONTROL
10001840 | PUMP 1, CIRCULATING | E-S-C03-F-MV1-BLDGR | 26846 | [8 empty] | IE000000000010001840 | MT VERNON 1 PS BUILDINGS AND GROUNDS | 14075 |  |  | NY | 0000000000 |  |  |  | EN |  | 4863 LAKESHORE ROAD | ASEQ |  | X |  | 00:00:00 | [11 empty] | 2003 | F03 | 2003 | BOILER | 1831010 | FM03_100 | F03 | 10001842 |  | ACTV | 2016-01-12 | DZIWULS2 | 2012-02-22 | KAMINSKK | 2016-01-12 | M | E_PUMP
10001841 | PUMP 2, CIRCULATING | E-S-C03-F-MV1-BLDGR | 26847 | [8 empty] | IE000000000010001841 | MT VERNON 1 PS BUILDINGS AND GROUNDS | 14075 |  |  | NY | 0000000000 |  |  |  | EN |  | 4863 LAKESHORE ROAD | ASEQ |  | X |  | 00:00:00 | [7 empty] | DELL AND GOSSETT | MRG 59 RX | M80062 |  | 2003 | F03 | 2003 | BOILER | 1831010 | FM03_100 | F03 | 10001842 |  | ACTV | 2016-01-12 | DZIWULS2 | 2012-02-22 | KAMINSKK | 2016-01-12 | M | E_PUMP
10001806 | PUMP, SUMP | E-S-C03-F-MV1-DRYWL | 26814 | [8 empty] | IE000000000010001806 | MT VERNON 1 PS DRY WELL | 14075 |  |  | NY | 0000000000 |  |  |  | EN |  | 4863 LAKESHORE ROAD | INST |  | X |  | 00:00:00 | [11 empty] | 2003 | F03 | 2003 | PUMP | 1831010 | FM03_100 | F03 |  |  | ACTV | 2011-01-01 | DZIWULS2 | 2012-02-22 | YUNGC | 2012-06-08 | M | E_PUMP
10001826 | PUMP #1 | E-S-C03-F-MV1-DRYWL-PUMP1 | 26836 |  |  | 97-20020-1 | [5 empty] | IE000000000010001826 | PUMP 1 | 14075 |  |  | NY | 0000000000 |  |  |  | EN |  | 4863 LAKESHORE ROAD | INST |  | X |  | 00:00:00 | [7 empty] | AURORA PENT AIR | 612 6X8X15 |  |  | 2003 | F03 | 2003 | PUMP | 1831010 | FM03_100 | F03 |  |  | ACTV | 2018-05-07 | DZIWULS2 | 2012-02-22 | KAMINSKK | 2018-05-07 | M | E_PUMP
10001827 | MOTOR, PUMP 1 | E-S-C03-F-MV1-DRYWL-PUMP1 | 26836M | [8 empty] | IE000000000010001827 | PUMP 1 | 14075 |  |  | NY | 0000000000 |  |  |  | EN |  | 4863 LAKESHORE ROAD | ASEQ |  | X |  | 00:00:00 | [11 empty] | 2003 | F03 | 2003 | MOTOR | 1831010 | FM03_100 | F03 | 10001826 |  | ACTV | 2014-01-14 | DZIWULS2 | 2012-02-22 | ZYNDAK | 2014-01-14 | M | E_MOTOR
10001836 | PUMP 1, SCALING WATER | E-S-C03-F-MV1-DRYWL-PUMP1 | 26844 | [8 empty] | IE000000000010001836 | PUMP 1 | 14075 |  |  | NY | 0000000000 |  |  |  | EN |  | 4905 ROGERS ROAD | ASEQ |  | X |  | 00:00:00 | [11 empty] | 2003 | F03 | 2003 | VFD | 1831010 | FM03_100 | F03 | 10071790 |  | ACTV | 2016-01-12 | DZIWULS2 | 2012-02-22 | KAMINSKK | 2016-01-12 | M | E_PUMP
10001837 | MOTOR, SCALING WATER PUMP 1 | E-S-C03-F-MV1-DRYWL-PUMP1 | 26844M | [8 empty] | IE000000000010001837 | PUMP 1 | 14075 |  |  | NY | 0000000000 |  |  |  | EN |  | 4905 ROGERS ROAD | ASEQ |  | X |  | 00:00:00 | [11 empty] | 2003 | F03 | 2003 | MOTOR | 1831010 | FM03_100 | F03 | 10001836 |  | ACTV | 2016-01-12 | DZIWULS2 | 2012-02-22 | KAMINSKK | 2016-01-12 | M | E_MOTOR
10001843 | VALVE, CHECK, PUMP #1 | E-S-C03-F-MV1-DRYWL-PUMP1 | 26849 | [8 empty] | IE000000000010001843 | PUMP 1 | 14075 |  |  | NY | 0000000000 |  |  |  | EN |  | 4863 LAKESHORE ROAD | INST |  | X |  | 00:00:00 | [7 empty] | KENNEDY |  |  |  | 2003 | F03 | 2003 | PUMP | 1831010 | FM03_100 | F03 |  |  | ACTV | 2016-01-12 | DZIWULS2 | 2012-02-22 | KAMINSKK | 2016-01-12 | M | E_VALVE
10001828 | PUMP #2 | E-S-C03-F-MV1-DRYWL-PUMP2 | 26837 |  |  | 97-20020-2 | [5 empty] | IE000000000010001828 | PUMP 2 | 14075 |  |  | NY | 0000000000 |  |  |  | EN |  | 4863 LAKESHORE ROAD | INST |  | X |  | 00:00:00 | [7 empty] | AURORA PENT AIR | 612 6X8X15 | 117520 |  | 2003 | F03 | 2003 | PUMP | 1831010 | FM03_100 | F03 |  |  | ACTV | 2018-05-07 | DZIWULS2 | 2012-02-22 | KAMINSKK | 2018-05-07 | M | E_PUMP
10001829 | MOTOR, PUMP 2 | E-S-C03-F-MV1-DRYWL-PUMP2 | 26837M | [8 empty] | IE000000000010001829 | PUMP 2 | 14075 |  |  | NY | 0000000000 |  |  |  | EN |  | 4863 LAKESHORE ROAD | ASEQ |  | X |  | 00:00:00 | [11 empty] | 2003 | F03 | 2003 | MOTOR | 1831010 | FM03_100 | F03 | 10001828 |  | ACTV | 2014-01-14 | DZIWULS2 | 2012-02-22 | ZYNDAK | 2014-01-14 | M | E_MOTOR
10001838 | PUMP 2, SCALING WATER | E-S-C03-F-MV1-DRYWL-PUMP2 | 26845 | [8 empty] | IE000000000010001838 | PUMP 2 | 14075 |  |  | NY | 0000000000 |  |  |  | EN |  | 4905 ROGERS ROAD | ASEQ |  | X |  | 00:00:00 | [11 empty] | 2003 | F03 | 2003 | VFD | 1831010 | FM03_100 | F03 | 10071791 |  | ACTV | 2016-01-12 | DZIWULS2 | 2012-02-22 | KAMINSKK | 2016-01-12 | M | E_PUMP
10001839 | MOTOR, SCALING WATER PUMP 2 | E-S-C03-F-MV1-DRYWL-PUMP2 | 26845M | [8 empty] | IE000000000010001839 | PUMP 2 | 14075 |  |  | NY | 0000000000 |  |  |  | EN |  | 4905 ROGERS ROAD | ASEQ |  | X |  | 00:00:00 | [11 empty] | 2003 | F03 | 2003 | MOTOR | 1831010 | FM03_100 | F03 | 10001838 |  | ACTV | 2016-01-12 | DZIWULS2 | 2012-02-22 | KAMINSKK | 2016-01-12 | M | E_MOTOR
10001844 | VALVE, CHECK, PUMP #2 | E-S-C03-F-MV1-DRYWL-PUMP2 | 26849V | [8 empty] | IE000000000010001844 | PUMP 2 | 14075 |  |  | NY | 0000000000 |  |  |  | EN |  | 4863 LAKESHORE ROAD | INST |  | X |  | 00:00:00 | [11 empty] | 2003 | F03 | 2003 | PUMP | 1831010 | FM03_100 | F03 |  |  | ACTV | 2016-01-12 | DZIWULS2 | 2012-02-22 | KAMINSKK | 2016-01-12 | M | E_VALVE
10005263 | PANEL, CONTROL, PUMP | E-S-C03-F-MV1-ELINS | SAP000933 | [8 empty] | IE000000000010005263 | MT VERNON 1 ELECTRICAL/INSTRUMENTATION | 14075 |  |  | NY | 0000000000 |  |  |  | EN |  | 4863 LAKESHORE ROAD | INST |  | X |  | 00:00:00 | [7 empty] | PEABODY | BT4417 FLOMATCHER | 12651-2 |  | 2003 | F03 | 2003 | CONTROL | 1831010 | FM03_100 | F03 |  |  | ACTV | 2011-01-01 | DZIWULS2 | 2012-02-22 | YUNGC | 2012-06-08 | M | E_CONTROL
10001850 | SOFTSTART, PUMP 1 | E-S-C03-F-MV2-ELINS | 26853A | [8 empty] | IE000000000010001850 | MT VERNON 2 ELECTRICAL/INSTRUMENTATION | 14075 |  |  | NY | 0000000000 |  |  |  | EN |  | 4724 LAKESHORE ROAD | INST |  | X |  | 00:00:00 | [8 empty] | 342258/1341561L101 | 060500082 |  | 2003 | F03 | 2003 | CONTROL | 1831010 | FM03_100 | F03 |  |  | ACTV | 2011-01-01 | DZIWULS2 | 2012-02-22 | YUNGC | 2012-06-08 | M | E_CONTROL
10001852 | SOFTSTART, PUMP 2 | E-S-C03-F-MV2-ELINS | 26855A | [8 empty] | IE000000000010001852 | MT VERNON 2 ELECTRICAL/INSTRUMENTATION | 14075 |  |  | NY | 0000000000 |  |  |  | EN |  | 4724 LAKESHORE ROAD | INST |  | X |  | 00:00:00 | [8 empty] | 1341561L101 | 060500081 |  | 2003 | F03 | 2003 | CONTROL | 1831010 | FM03_100 | F03 |  |  | ACTV | 2011-01-01 | DZIWULS2 | 2012-02-22 | YUNGC | 2012-06-08 | M | E_CONTROL
10001862 | CONTROL, PANEL, PUMP 2 | E-S-C03-F-MV2-ELINS | 26865 | [8 empty] | IE000000000010001862 | MT VERNON 2 ELECTRICAL/INSTRUMENTATION | 14075 |  |  | NY | 0000000000 |  |  |  | EN |  | 4724 LAKESHORE ROAD | INST |  | X |  | 00:00:00 | [8 empty] | MPC JR |  |  | 2003 | F03 | 2003 | CONTROL | 1831010 | FM03_100 | F03 |  |  | ACTV | 2011-01-01 | DZIWULS2 | 2012-02-22 | YUNGC | 2012-06-08 | M | E_CONTROL
10005276 | CONTROLLER, PUMP | E-S-C03-F-MV2-ELINS | SAP000946 | [8 empty] | IE000000000010005276 | MT VERNON 2 ELECTRICAL/INSTRUMENTATION | 14075 |  |  | NY | 0000000000 |  |  |  | EN |  | 4724 LAKESHORE ROAD | INST |  | X |  | 00:00:00 | [7 empty] | MERCOID | MPC JUNIOR |  |  | 2003 | F03 | 2003 | CONTROL | 1831010 | FM03_100 | F03 |  |  | ACTV | 2011-01-01 | DZIWULS2 | 2012-02-22 | YUNGC | 2012-06-08 | M | E_CONTROL
10005279 | PANEL, DISTRIBUTION, PUMPS | E-S-C03-F-MV2-ELINS | SAP000949 | [8 empty] | IE000000000010005279 | MT VERNON 2 ELECTRICAL/INSTRUMENTATION | 14075 |  |  | NY | 0000000000 |  |  |  | EN |  | 4724 LAKESHORE ROAD | INST |  | X |  | 00:00:00 | [7 empty] | SQUARE D | 59648-10E |  |  | 2003 | F03 | 2003 | ELECTRIC | 1831010 | FM03_100 | F03 |  |  | ACTV | 2011-01-01 | DZIWULS2 | 2012-02-22 | YUNGC | 2012-06-08 | M | E_ELECTRIC
10001849 | PUMP 1, SUBMERSIBLE | E-S-C03-F-MV2-WETWL-PUMP1 | 26853 | [8 empty] | IE000000000010001849 | PUMP 1 | 14075 |  |  | NY | 0000000000 |  |  |  | EN |  | 4724 LAKESHORE ROAD | INST |  | X |  | 00:00:00 | [7 empty] | 038950 | S8L10000M4-4 |  |  | 2003 | F03 | 2003 | PUMP | 1831010 | FM03_100 | F03 |  |  | ACTV | 2014-01-15 | DZIWULS2 | 2012-02-22 | PINTOM | 2019-03-25 | M | E_PUMP
10001851 | PUMP 2, SUBMERSIBLE | E-S-C03-F-MV2-WETWL-PUMP2 | 26854 | [8 empty] | IE000000000010001851 | PUMP 2 | 14075 |  |  | NY | 0000000000 |  |  |  | EN |  | 4724 LAKESHORE ROAD | INST |  | X |  | 00:00:00 | [7 empty] | 038950 | S8L10000M4-4 | S16688 |  | 2003 | F03 | 2003 | PUMP | 1831010 | FM03_100 | F03 |  |  | ACTV | 2014-01-15 | DZIWULS2 | 2012-02-22 | PINTOM | 2019-03-25 | M | E_PUMP
10005350 | PANEL, CONTROL, PUMP | E-S-C03-F-RBT-ELINS | SAP001020 | [8 empty] | IE000000000010005350 | ROBERTS RD PS ELECTRICAL/INSTRUMENTATION | 14075 |  |  | NY | 0000000000 |  |  |  | EN |  | 5017 LAKESHORE ROAD | INST |  | X |  | 00:00:00 | [7 empty] | PROTROL |  |  |  | 2003 | F03 | 2003 | CONTROL | 1831010 | FM03_100 | F03 |  |  | ACTV | 2011-01-01 | DZIWULS2 | 2012-02-22 | YUNGC | 2012-06-08 | M | E_CONTROL
10072155 | SUMBERSIBLE, PUMP 1 | E-S-C03-F-RBT-WETWL-PUMP1 | [9 empty] | IE000000000010072155 | PUMP 1 | 14075 |  |  | NY | 0000000000 |  |  |  | EN |  | 5017 LAKESHORE ROAD | INST |  | X |  | 00:00:00 | [7 empty] | YEOMAN'S CHICAGO | F0304CHEC515 | 9813294 |  | 2003 | F03 | 2003 | PUMP | 1831010 | FM03_100 | F03 |  |  | ACTV | 2016-05-17 | PINTOM | 2016-05-17 | PINTOM | 2016-05-17 | M | E_PUMP
10003065 | PUMP 2, SUBMERSIBLE | E-S-C03-F-RBT-WETWL-PUMP2 | 57902 | [8 empty] | IE000000000010003065 | PUMP 2 | 14075 |  |  | NY | 0000000000 |  |  |  | EN |  | 5017 LAKESHORE ROAD | INST |  | X |  | 00:00:00 | [11 empty] | 2003 | F03 | 2003 | PUMP | 1831010 | FM03_100 | F03 |  |  | ACTV | 2014-01-15 | DZIWULS2 | 2012-02-22 | ZYNDAK | 2014-01-15 | M | E_PUMP
10003064 | PUMP, SUMBERSIBLE, ROBERTS RD | E-S-C03-F-RBT-XEQUP | 57901 | [8 empty] | IE000000000010003064 | ROBERTS RD PS SPARE EQUIPMENT | 14075 |  |  | NY | 0000000000 |  |  |  | EN |  | 5017 LAKESHORE ROAD | INST |  | X |  | 00:00:00 | [7 empty] | YEOMAN'S CHICAGO | F 030 4CHEC51S | 9813294 |  | 2003 | F03 | 2003 | PUMP | 1831010 | FM03_100 | F03 |  |  | ACTV | 2019-06-26 | DZIWULS2 | 2012-02-22 | PINTOM | 2019-06-26 | M | E_PUMP
10001876 | PUMP, SUMP | E-S-C03-F-RGR-DRYWL | 26874 | [8 empty] | IE000000000010001876 | ROGERS RD PS DRY WELL | 14075 |  |  | NY | 0000000000 |  |  |  | EN |  | 4905 ROGERS ROAD | INST |  | X |  | 00:00:00 | [7 empty] | HYDROMATIC |  |  |  | 2003 | F03 | 2003 | PUMP | 1831010 | FM03_100 | F03 |  |  | ACTV | 2011-01-01 | DZIWULS2 | 2012-02-22 | YUNGC | 2012-06-08 | M | E_PUMP
10001878 | PUMP 1, SEAL WATER | E-S-C03-F-RGR-DRYWL | 26876 | [8 empty] | IE000000000010001878 | ROGERS RD PS DRY WELL | 14075 |  |  | NY | 0000000000 |  |  |  | EN |  | 4905 ROGERS ROAD | INST |  | X |  | 00:00:00 | [7 empty] | MTH TOOL CO INC | T5IP HF | 970-31792-1 |  | 2003 | F03 | 2003 | PUMP | 1831010 | FM03_100 | F03 |  |  | ACTV | 2011-01-01 | DZIWULS2 | 2012-02-22 | ZYNDAK | 2013-03-08 | M | E_PUMP
10001879 | MOTOR, PUMP, SEAL WATER, PUMP 1 | E-S-C03-F-RGR-DRYWL | 26876M | [8 empty] | IE000000000010001879 | ROGERS RD PS DRY WELL | 14075 |  |  | NY | 0000000000 |  |  |  | EN |  | 4905 ROGERS ROAD | ASEQ |  | X |  | 00:00:00 | [11 empty] | 2003 | F03 | 2003 | MOTOR | 1831010 | FM03_100 | F03 | 10001878 |  | ACTV | 2013-03-08 | DZIWULS2 | 2012-02-22 | ZYNDAK | 2013-03-08 | M | E_MOTOR
10001880 | PUMP 2, SEAL WATER | E-S-C03-F-RGR-DRYWL | 26877 | [8 empty] | IE000000000010001880 | ROGERS RD PS DRY WELL | 14075 |  |  | NY | 0000000000 |  |  |  | EN |  | 4905 ROGERS ROAD | INST |  | X |  | 00:00:00 | [11 empty] | 2003 | F03 | 2003 | PUMP | 1831010 | FM03_100 | F03 |  |  | ACTV | 2011-01-01 | DZIWULS2 | 2012-02-22 | ZYNDAK | 2013-03-08 | M | E_PUMP
10001881 | MOTOR, PUMP, SEAL WATER, PUMP 2 | E-S-C03-F-RGR-DRYWL | 26877M | [8 empty] | IE000000000010001881 | ROGERS RD PS DRY WELL | 14075 |  |  | NY | 0000000000 |  |  |  | EN |  | 4905 ROGERS ROAD | ASEQ |  | X |  | 00:00:00 | [11 empty] | 2003 | F03 | 2003 | MOTOR | 1831010 | FM03_100 | F03 | 10001880 |  | ACTV | 2013-03-08 | DZIWULS2 | 2012-02-22 | ZYNDAK | 2013-03-08 | M | E_MOTOR
10001883 | PUMP, SEAL WATER | E-S-C03-F-RGR-DRYWL | 26879 | [8 empty] | IE000000000010001883 | ROGERS RD PS DRY WELL | 14075 |  |  | NY | 0000000000 |  |  |  | EN |  | 4905 ROGERS ROAD | INST |  | X |  | 00:00:00 | [11 empty] | 2003 | F03 | 2003 | PUMP | 1831010 | FM03_100 | F03 |  |  | ACTV | 2012-06-22 | DZIWULS2 | 2012-02-22 | KAMINSKK | 2016-01-12 | M | E_PUMP
10001884 | MOTOR, PUMP, SEAL WATER | E-S-C03-F-RGR-DRYWL | 26879M | [8 empty] | IE000000000010001884 | ROGERS RD PS DRY WELL | 14075 |  |  | NY | 0000000000 |  |  |  | EN |  | 4905 ROGERS ROAD | ASEQ |  | X |  | 00:00:00 | [11 empty] | 2003 | F03 | 2003 | MOTOR | 1831010 | FM03_100 | F03 | 10001883 |  | ACTV | 2013-03-08 | DZIWULS2 | 2012-02-22 | KAMINSKK | 2016-01-12 | M | E_MOTOR
10081010 | BYPASS PUMPING PLATE FOR CHECK VALVE | E-S-C03-F-RGR-DRYWL | [9 empty] | IE000000000010081010 | ROGERS RD PS DRY WELL | 14075 |  |  | NY | 0000000000 |  |  |  | EN |  | 4905 ROGERS ROAD | INST |  | X |  | 00:00:00 |  |  | USD | [8 empty] | 2003 | F03 | 2003 | VALVE | 1831010 | FM03_100 | F03 |  |  | ACTV | 2020-07-25 | KAMINSKK | 2020-11-24 | KAMINSKK | 2020-11-24 | M | E_PLUMBING
10001870 | PUMP 1 | E-S-C03-F-RGR-DRYWL-PUMP1 | 26871 | [8 empty] | IE000000000010001870 | PUMP 1 | 14075 |  |  | NY | 0000000000 |  |  |  | EN |  | 4905 ROGERS ROAD | INST |  | X |  | 00:00:00 | [7 empty] | AURORA PUMP | 612 10X10X15 | 95-11784-1 |  | 2003 | F03 | 2003 | PUMP | 1831010 | FM03_100 | F03 |  |  | ACTV | 2014-01-21 | DZIWULS2 | 2012-02-22 | KAMINSKK | 2018-05-07 | M | E_PUMP
10001871 | MOTOR, PUMP 1 | E-S-C03-F-RGR-DRYWL-PUMP1 | 26871M | [8 empty] | IE000000000010001871 | PUMP 1 | 14075 |  |  | NY | 0000000000 |  |  |  | EN |  | 4905 ROGERS ROAD | ASEQ |  | X |  | 00:00:00 | [7 empty] | LEROY-SOMER |  |  |  | 2003 | F03 | 2003 | MOTOR | 1831010 | FM03_100 | F03 | 10001870 |  | ACTV | 2014-01-21 | DZIWULS2 | 2012-02-22 | KAMINSKK | 2018-05-07 | M | E_MOTOR
10001872 | PUMP 2 | E-S-C03-F-RGR-DRYWL-PUMP2 | 26872 | [8 empty] | IE000000000010001872 | PUMP 2 | 14075 |  |  | NY | 0000000000 |  |  |  | EN |  | 4905 ROGERS ROAD | INST |  | X |  | 00:00:00 | [7 empty] | AURORA PUMP | 100 HP | 93-13312 |  | 2003 | F03 | 2003 | PUMP | 1831010 | FM03_100 | F03 |  |  | ACTV | 2014-01-21 | DZIWULS2 | 2012-02-22 | KAMINSKK | 2018-05-07 | M | E_PUMP
10001873 | MOTOR, PUMP 2 | E-S-C03-F-RGR-DRYWL-PUMP2 | 26872M | [8 empty] | IE000000000010001873 | PUMP 2 | 14075 |  |  | NY | 0000000000 |  |  |  | EN |  | 4905 ROGERS ROAD | ASEQ |  | X |  | 00:00:00 | [7 empty] | LEROY-SOMER |  |  |  | 2003 | F03 | 2003 | MOTOR | 1831010 | FM03_100 | F03 | 10001872 |  | ACTV | 2014-01-21 | DZIWULS2 | 2012-02-22 | KAMINSKK | 2018-05-07 | M | E_MOTOR
10001874 | PUMP 3 | E-S-C03-F-RGR-DRYWL-PUMP3 | 26873 | [8 empty] | IE000000000010001874 | PUMP 3 | 14075 |  |  | NY | 0000000000 |  |  |  | EN |  | 4905 ROGERS ROAD | INST |  | X |  | 00:00:00 | [7 empty] | AURORA PUMP | 612 10X10X15 | 81-3677F2 |  | 2003 | F03 | 2003 | PUMP | 1831010 | FM03_100 | F03 |  |  | ACTV | 2014-01-21 | DZIWULS2 | 2012-02-22 | KAMINSKK | 2018-05-07 | M | E_PUMP
10001875 | MOTOR, PUMP 3 | E-S-C03-F-RGR-DRYWL-PUMP3 | 26873M | [8 empty] | IE000000000010001875 | PUMP 3 | 14075 |  |  | NY | 0000000000 |  |  |  | EN |  | 4905 ROGERS ROAD | ASEQ |  | X |  | 00:00:00 | [7 empty] | LEROY-SOMER |  |  |  | 2003 | F03 | 2003 | MOTOR | 1831010 | FM03_100 | F03 | 10001874 |  | ACTV | 2014-01-21 | DZIWULS2 | 2012-02-22 | KAMINSKK | 2018-05-07 | M | E_MOTOR
10005363 | PUMP 3 BREAKER | E-S-C03-F-RGR-ELINS | SAP001033 | [8 empty] | IE000000000010005363 | ROGERS RD PS ELECTRICAL/INSTRUMENTATION | 14075 |  |  | NY | 0000000000 |  |  |  | EN |  | 4905 ROGERS ROAD | INST |  | X |  | 00:00:00 | [7 empty] | GOULD I-T-E | FJ3-B200 |  |  | 2003 | F03 | 2003 | ELECTRIC | 1831010 | FM03_100 | F03 |  |  | ACTV | 2011-01-01 | DZIWULS2 | 2012-02-22 | YUNGC | 2012-06-08 | M | E_ELECTRIC
10081142 | PANEL, CONTROL, PUMP | E-S-C03-F-SBP-ELINS |  |  |  | P13854A | [5 empty] | IE000000000010081142 | SADDLEBROOK POINT PS ELECTRICAL AND INS | 14075 |  |  |  | 0000000000 |  |  |  | EN |  | 2850 AMSDELL RD | INST |  | X |  | 00:00:00 | [7 empty] | MYERS SJE -RHOMBUS | 1231W114H5AE912A17A5 | 495329X-11297 |  | 2003 | F03 | 2003 | CONTROL | 1831010 | FM03_100 | F03 |  |  | ACTV | 2021-02-09 | PINTOM | 2021-02-09 | PINTOM | 2021-02-17 | M | E_CONTROL
10081144 | PUMP 1 | E-S-C03-F-SBP-WETWL-PUMP1 | [9 empty] | IE000000000010081144 | PUMP 1 | 14075 |  |  |  | 0000000000 |  |  |  | EN |  | 2850 AMSDELL RD | INST |  | X |  | 00:00:00 | [7 empty] | MYERS | WG20-21-20 |  |  | 2003 | F03 | 2003 | PUMP | 1831010 | FM03_100 | F03 |  |  | ACTV | 2021-02-09 | PINTOM | 2021-02-09 | PINTOM | 2021-02-17 | M | E_PUMP
10081145 | PUMP 2 | E-S-C03-F-SBP-WETWL-PUMP2 | [9 empty] | IE000000000010081145 | PUMP 2 | 14075 |  |  |  | 0000000000 |  |  |  | EN |  | 2850 AMSDELL RD | INST |  | X |  | 00:00:00 | [7 empty] | MYERS | WG20-21-20 |  |  | 2003 | F03 | 2003 | PUMP | 1831010 | FM03_100 | F03 |  |  | ACTV | 2021-02-09 | PINTOM | 2021-02-09 | PINTOM | 2021-02-17 | M | E_PUMP
10081175 | PUMP, SPARE | E-S-C03-F-SBP-XEQUP | [9 empty] | IE000000000010081175 | SADDLEBROOK POINT PS SPARE EQUIPMENT | 14075 |  |  |  | 0000000000 |  |  |  | EN |  | 2850 AMSDELL RD | INST |  | X |  | 00:00:00 | [7 empty] | MYERS | WG20-21-20 |  |  | 2003 | F03 | 2003 | PUMP | 1831010 | FM03_100 | F03 |  |  | ACTV | 2021-02-10 | PINTOM | 2021-02-10 | PINTOM | 2021-02-17 | M | E_PUMP
10081176 | PUMP, SPARE | E-S-C03-F-SBP-XEQUP | [9 empty] | IE000000000010081176 | SADDLEBROOK POINT PS SPARE EQUIPMENT |  |  |  |  | 0000000000 |  |  |  | EN |  |  | INST |  | X |  | 00:00:00 | [7 empty] | MYERS | WG20-21-20 |  |  | 2003 | F03 | 2003 | PUMP | 1831010 | FM03_100 | F03 |  |  | ACTV | 2021-02-10 | PINTOM | 2021-02-10 |  |  | M | E_PUMP
10081112 | PUMP CONTROLLER | E-S-C03-F-SHM-ELINS | [9 empty] | IE000000000010081112 | SHERWOOD MEADOWS PS ELECTRICAL/INST | 14075 |  |  | NY | 0000000000 |  |  |  | EN |  | 4553 LOGANS LN | INST |  | X |  | 00:00:00 | [7 empty] | MERCOID | MPC SERIES |  |  | 2003 | F03 | 2003 | GENL | 1831010 | FM03_100 | F03 |  |  | ACTV | 2021-01-25 | PINTOM | 2021-01-25 |  |  | M | E_ELECTRIC
10081107 | VALVES, ISOLATION, PUMP 1 | E-S-C03-F-SHM-VLVPT |  |  |  | FIG 517 W/L&W | [5 empty] | IE000000000010081107 | SHERWOOD MEADOWS PS VALVE PIT | 14075 |  |  | NY | 0000000000 |  |  |  | EN |  | 4553 LOGANS LN | INST |  | X |  | 00:00:00 | [7 empty] | GA INDUSTRIES | FIG 517, ECO-CENTRIC |  |  | 2003 | F03 | 2003 | VALVE | 1831010 | FM03_100 | F03 |  |  | ACTV | 2021-01-25 | PINTOM | 2021-01-25 |  |  | M | E_VALVE
10081108 | VALVES, ISOLATION, PUMP 2 | E-S-C03-F-SHM-VLVPT |  |  |  | FIG 517 W/L&W | [5 empty] | IE000000000010081108 | SHERWOOD MEADOWS PS VALVE PIT | 14075 |  |  | NY | 0000000000 |  |  |  | EN |  | 4553 LOGANS LN | INST |  | X |  | 00:00:00 | [7 empty] | GA INDUSTRIES | FIG 517, ECO-CENTRIC |  |  | 2003 | F03 | 2003 | VALVE | 1831010 | FM03_100 | F03 |  |  | ACTV | 2021-01-25 | PINTOM | 2021-01-25 |  |  | M | E_VALVE
10081114 | VALVE, CHECK, DISCHARGE, PUMP 1 | E-S-C03-F-SHM-VLVPT |  |  |  | FIG 340-W W/L&W | [5 empty] | IE000000000010081114 | SHERWOOD MEADOWS PS VALVE PIT | 14075 |  |  | NY | 0000000000 |  |  |  | EN |  | 4553 LOGANS LN | INST |  | X |  | 00:00:00 | [7 empty] | GA INDUSTRIES | LUDLOW SERIES |  |  | 2003 | F03 | 2003 | VALVE | 1831010 | FM03_100 | F03 |  |  | ACTV | 2021-01-25 | PINTOM | 2021-01-25 |  |  | M | E_VALVE
10081115 | VALVE, CHECK, DISCHARGE, PUMP 2 | E-S-C03-F-SHM-VLVPT |  |  |  | FIG 340-W W/L&W | [5 empty] | IE000000000010081115 | SHERWOOD MEADOWS PS VALVE PIT | 14075 |  |  | NY | 0000000000 |  |  |  | EN |  | 4553 LOGANS LN | INST |  | X |  | 00:00:00 | [7 empty] | GA INDUSTRIES | LUDLOW SERIES |  |  | 2003 | F03 | 2003 | VALVE | 1831010 | FM03_100 | F03 |  |  | ACTV | 2021-01-25 | PINTOM | 2021-01-25 |  |  | M | E_VALVE
10081116 | PUMP 1 | E-S-C03-F-SHM-WETWL | [9 empty] | IE000000000010081116 | SHERWOOD MEADOWS PS WET WELL | 14075 |  |  | NY | 0000000000 |  |  |  | EN |  | 4553 LOGANS LN | INST |  | X |  | 00:00:00 | [7 empty] | MYERS | 4RCX250M4-03 | 10631877 |  | 2003 | F03 | 2003 | PUMP | 1831010 | FM03_100 | F03 |  |  | ACTV | 2021-01-25 | PINTOM | 2021-01-25 |  |  | M | E_PUMP
10081117 | PUMP 2 | E-S-C03-F-SHM-WETWL | [9 empty] | IE000000000010081117 | SHERWOOD MEADOWS PS WET WELL | 14075 |  |  | NY | 0000000000 |  |  |  | EN |  | 4553 LOGANS LN | INST |  | X |  | 00:00:00 | [7 empty] | MYERS | 4RCX250M4-03 | 10631877 |  | 2003 | F03 | 2003 | PUMP | 1831010 | FM03_100 | F03 |  |  | ACTV | 2021-01-25 | PINTOM | 2021-01-25 |  |  | M | E_PUMP
10080234 | SPARE PUMP | E-S-C03-F-SHM-XEQUP | [9 empty] | IE000000000010080234 | SHERWOOD MEADOWS PS SPARE EQUIPMENT | 14075 |  |  | NY | 0000000000 |  |  |  | EN |  | 4553 LOGANS LN | INST |  | X |  | 00:00:00 | [7 empty] | MYERS | 4RCX250M4-03 | 10631877 |  | 2003 | F03 | 2003 | PUMP | 1831010 | FM03_100 | F03 |  |  | ACTV | 2019-12-24 | PINTOM | 2019-12-24 | PINTOM | 2021-01-25 | M | E_PUMP
10064258 | PUMP 1 | E-S-C03-F-SOP-WETWL-PUMP1 | [9 empty] | IE000000000010064258 | PUMP 1 | 14075 |  |  | NY | 0000000000 |  |  |  | EN |  | 5059 SOUTH PARK AVE | INST |  | X |  | 00:00:00 | [11 empty] | 2003 | F03 | 2003 | PUMP | 1831010 | FM03_100 | F03 |  |  | ACTV | 2014-01-21 | ZYNDAK | 2012-03-15 | ZYNDAK | 2014-01-21 | M | E_PUMP
10064259 | PUMP 2 | E-S-C03-F-SOP-WETWL-PUMP2 | [9 empty] | IE000000000010064259 | PUMP 2 | 14075 |  |  | NY | 0000000000 |  |  |  | EN |  | 5059 SOUTH PARK AVE | INST |  | X |  | 00:00:00 | [11 empty] | 2003 | F03 | 2003 | PUMP | 1831010 | FM03_100 | F03 |  |  | ACTV | 2014-01-21 | ZYNDAK | 2012-03-15 | ZYNDAK | 2014-01-21 | M | E_PUMP
10001499 | HV-01, INFLUENT PUMP STATION, EAST | E-S-C03-F-STP-BLDGR-HVAC | 24300 | [8 empty] | IE000000000010001499 | HVAC | 14219 |  |  | NY | 0000000000 |  |  |  | EN |  | 3690 LAKESHORE ROAD | INST |  | X |  | 00:00:00 | [8 empty] | L6440 | 9238J01 |  | 2003 | F03 | 2003 | HVAC | 1831010 | FM03_100 | F03 |  |  | ACTV | 2011-01-01 | DZIWULS2 | 2012-02-22 | KAMINSKK | 2016-12-22 | M | E_HVAC
10001500 | HV-02, INFLUENT PUMP STATION, CENTER | E-S-C03-F-STP-BLDGR-HVAC | 24301 | [8 empty] | IE000000000010001500 | HVAC | 14219 |  |  | NY | 0000000000 |  |  |  | EN |  | 3690 LAKESHORE ROAD | INST |  | X |  | 00:00:00 | [8 empty] | L6440 | 9238J02 |  | 2003 | F03 | 2003 | HVAC | 1831010 | FM03_100 | F03 |  |  | ACTV | 2011-01-01 | DZIWULS2 | 2012-02-22 | KAMINSKK | 2016-12-22 | M | E_HVAC
10001501 | HV-03, INFLUENT PUMP STATION, WEST | E-S-C03-F-STP-BLDGR-HVAC | 24302 | [8 empty] | IE000000000010001501 | HVAC | 14219 |  |  | NY | 0000000000 |  |  |  | EN |  | 3690 LAKESHORE ROAD | INST |  | X |  | 00:00:00 | [8 empty] | L6440 | 9238J03 |  | 2003 | F03 | 2003 | HVAC | 1831010 | FM03_100 | F03 |  |  | ACTV | 2011-01-01 | DZIWULS2 | 2012-02-22 | KAMINSKK | 2016-12-22 | M | E_HVAC
10001510 | HV-11, AUX PUMP STATION AND STORE ROOM | E-S-C03-F-STP-BLDGR-HVAC | 24311 | [8 empty] | IE000000000010001510 | HVAC | 14219 |  |  | NY | 0000000000 |  |  |  | EN |  | 3690 LAKESHORE ROAD | INST |  | X |  | 00:00:00 | [8 empty] | L2016 | 9238J11 |  | 2003 | F03 | 2003 | HVAC | 1831010 | FM03_100 | F03 |  |  | ACTV | 2011-01-01 | DZIWULS2 | 2012-02-22 | KAMINSKK | 2016-01-13 | M | E_HVAC
10001534 | PUMP, CIRCULATING, P4, INF/EFF BATH AREA | E-S-C03-F-STP-BLDGR-HVAC | 24500 | [8 empty] | IE000000000010001534 | HVAC | 14219 |  |  | NY | 0000000000 |  |  |  | EN |  | 3690 LAKESHORE ROAD | INST |  | X |  | 00:00:00 | [8 empty] | HOB 56C 17869B W GW | 189100 |  | 2003 | F03 | 2003 | HVAC | 1831010 | FM03_100 | F03 |  |  | ACTV | 2011-01-01 | DZIWULS2 | 2012-02-22 | CURRENTJ | 2014-12-05 | M | E_HVAC
10001535 | PUMP, CIRCULATING, P13, NORTH CORRIDOR | E-S-C03-F-STP-BLDGR-HVAC | 24501 | [8 empty] | IE000000000010001535 | HVAC | 14219 |  |  | NY | 0000000000 |  |  |  | EN |  | 3690 LAKESHORE ROAD | INST |  | X |  | 00:00:00 | [9 empty] | 106189 |  | 2003 | F03 | 2003 | HVAC | 1831010 | FM03_100 | F03 |  |  | ACTV | 2011-01-01 | DZIWULS2 | 2012-02-22 | CURRENTJ | 2014-12-05 | M | E_HVAC
10001536 | PUMP, CIRCULATING, P7, BASEMENT BY AC-3 | E-S-C03-F-STP-BLDGR-HVAC | 24502 | [8 empty] | IE000000000010001536 | HVAC | 14219 |  |  | NY | 0000000000 |  |  |  | EN |  | 3690 LAKESHORE ROAD | INST |  | X |  | 00:00:00 | [11 empty] | 2003 | F03 | 2003 | HVAC | 1831010 | FM03_100 | F03 |  |  | ACTV | 2011-01-01 | DZIWULS2 | 2012-02-22 | CURRENTJ | 2014-12-05 | M | E_HVAC
10001537 | PUMP, CIRCULATING, P12, VPSA ROOM | E-S-C03-F-STP-BLDGR-HVAC | 24503 | [8 empty] | IE000000000010001537 | HVAC | 14219 |  |  | NY | 0000000000 |  |  |  | EN |  | 3690 LAKESHORE ROAD | INST |  | X |  | 00:00:00 | [7 empty] | B & G |  | 106189 |  | 2003 | F03 | 2003 | HVAC | 1831010 | FM03_100 | F03 |  |  | ACTV | 2011-01-01 | DZIWULS2 | 2012-02-22 | CURRENTJ | 2014-12-05 | M | E_HVAC
10001544 | MOTOR, AUX. HOT WATER PUMP | E-S-C03-F-STP-BLDGR-HVAC | 24621M | [8 empty] | IE000000000010001544 | HVAC | 14219 |  |  | NY | 0000000000 |  |  |  | EN |  | 3690 LAKESHORE ROAD | INST |  | X |  | 00:00:00 | [11 empty] | 2003 | F03 | 2003 | MOTOR | 1831010 | FM03_100 | F03 |  |  | ACTV | 2011-01-01 | DZIWULS2 | 2012-02-22 | YUNGC | 2012-06-08 | M | E_MOTOR
10001546 | PUMP, BOOSTER, HOT WATER, P6 | E-S-C03-F-STP-BLDGR-HVAC | 24650 | [8 empty] | IE000000000010001546 | HVAC | 14219 |  |  | NY | 0000000000 |  |  |  | EN |  | 3690 LAKESHORE ROAD | INST |  | X |  | 00:00:00 | [9 empty] | 102206 |  | 2003 | F03 | 2003 | PUMP | 1831010 | FM03_100 | F03 |  |  | ACTV | 2011-01-01 | DZIWULS2 | 2012-02-22 | YUNGC | 2012-06-08 | M | E_PUMP
10001548 | PUMP, HOT WATER SUPPLY, P-1, EAST | E-S-C03-F-STP-BLDGR-HVAC | 24660M | [8 empty] | IE000000000010001548 | HVAC | 14219 |  |  | NY | 0000000000 |  |  |  | EN |  | 3690 LAKESHORE ROAD | INST |  | X |  | 00:00:00 | [11 empty] | 2003 | F03 | 2003 | MOTOR | 1831010 | FM03_100 | F03 |  |  | ACTV | 2011-01-01 | DZIWULS2 | 2012-02-22 | KAMINSKK | 2018-01-18 | M | E_MOTOR
10001550 | PUMP, HOT WATER SUPPLY, P-2, CENTER | E-S-C03-F-STP-BLDGR-HVAC | 24661M | [8 empty] | IE000000000010001550 | HVAC | 14219 |  |  | NY | 0000000000 |  |  |  | EN |  | 3690 LAKESHORE ROAD | INST |  | X |  | 00:00:00 | [11 empty] | 2003 | F03 | 2003 | MOTOR | 1831010 | FM03_100 | F03 |  |  | ACTV | 2011-01-01 | DZIWULS2 | 2012-02-22 | KAMINSKK | 2018-01-18 | M | E_MOTOR
10001552 | PUMP, HOT WATER SUPPLY, P-3, WEST | E-S-C03-F-STP-BLDGR-HVAC | 24662M | [8 empty] | IE000000000010001552 | HVAC | 14219 |  |  | NY | 0000000000 |  |  |  | EN |  | 3690 LAKESHORE ROAD | INST |  | X |  | 00:00:00 | [11 empty] | 2003 | F03 | 2003 | MOTOR | 1831010 | FM03_100 | F03 |  |  | ACTV | 2011-01-01 | DZIWULS2 | 2012-02-22 | KAMINSKK | 2018-01-18 | M | E_MOTOR
10001555 | PUMP, CHILLED WATER, P-8 | E-S-C03-F-STP-BLDGR-HVAC | 24700 | [8 empty] | IE000000000010001555 | HVAC | 14219 |  |  | NY | 0000000000 |  |  |  | EN |  | 3690 LAKESHORE ROAD | INST |  | X |  | 00:00:00 | [7 empty] | BELL & GOSSETT | 289BFASB | 847131 |  | 2003 | F03 | 2003 | PUMP | 1831010 | FM03_100 | F03 |  |  | ACTV | 2011-01-01 | DZIWULS2 | 2012-02-22 | KAMINSKK | 2016-01-12 | M | E_PUMP
10001556 | PUMP, CHILLED WATER, P-9 | E-S-C03-F-STP-BLDGR-HVAC | 24701 | [8 empty] | IE000000000010001556 | HVAC | 14219 |  |  | NY | 0000000000 |  |  |  | EN |  | 3690 LAKESHORE ROAD | INST |  | X |  | 00:00:00 | [7 empty] | BELL & GOSSETT | 289BFASB | 847130 |  | 2003 | F03 | 2003 | HVAC | 1831010 | FM03_100 | F03 |  |  | ACTV | 2011-01-01 | DZIWULS2 | 2012-02-22 | KAMINSKK | 2016-01-12 | M | E_HVAC
10005553 | MOTOR, HOT WATER SUPPLY PUMP 2 | E-S-C03-F-STP-BLDGR-HVAC | SAP001223 | [8 empty] | IE000000000010005553 | HVAC | 14219 |  |  | NY | 0000000000 |  |  |  | EN |  | 3690 LAKESHORE ROAD | ASEQ |  | X |  | 00:00:00 | [7 empty] | TOSHIBA | 80154FLF2USHO2 |  |  | 2003 | F03 | 2003 | MOTOR | 1831010 | FM03_100 | F03 | 10001548 |  | ACTV | 2018-01-18 | DZIWULS2 | 2012-02-22 | KAMINSKK | 2018-01-18 | M | E_MOTOR
10005556 | MOTOR, HOT WATER SUPPLY PUMP 1 | E-S-C03-F-STP-BLDGR-HVAC | SAP001226 | [8 empty] | IE000000000010005556 | HVAC | 14219 |  |  | NY | 0000000000 |  |  |  | EN |  | 3690 LAKESHORE ROAD | ASEQ |  | X |  | 00:00:00 | [7 empty] | TOSHIBA | 80154FLF2USM02 | 040604167 |  | 2003 | F03 | 2003 | MOTOR | 1831010 | FM03_100 | F03 | 10001550 |  | ACTV | 2018-01-18 | DZIWULS2 | 2012-02-22 | KAMINSKK | 2018-01-18 | M | E_MOTOR
10005557 | MOTOR, HOT WATER SUPPLY PUMP 3 | E-S-C03-F-STP-BLDGR-HVAC | SAP001227 | [8 empty] | IE000000000010005557 | HVAC | 14219 |  |  | NY | 0000000000 |  |  |  | EN |  | 3690 LAKESHORE ROAD | ASEQ |  | X |  | 00:00:00 | [7 empty] | TOSHIBA | 80154FLF2USH02 | 040604189 |  | 2003 | F03 | 2003 | MOTOR | 1831010 | FM03_100 | F03 | 10001552 |  | ACTV | 2018-01-18 | DZIWULS2 | 2012-02-22 | KAMINSKK | 2018-01-18 | M | E_MOTOR
10005558 | MOTOR, GLYCOL MAKE-UP PUMP | E-S-C03-F-STP-BLDGR-HVAC | SAP001228 | [8 empty] | IE000000000010005558 | HVAC | 14219 |  |  | NY | 0000000000 |  |  |  | EN |  | 3690 LAKESHORE ROAD | INST |  | X |  | 00:00:00 | [11 empty] | 2003 | F03 | 2003 | MOTOR | 1831010 | FM03_100 | F03 |  |  | ACTV | 2011-01-01 | DZIWULS2 | 2012-02-22 | YUNGC | 2012-06-08 | M | E_MOTOR
10005582 | MOTOR, CHILLED WATER PUMP P8 | E-S-C03-F-STP-BLDGR-HVAC | SAP001252 | [8 empty] | IE000000000010005582 | HVAC | 14219 |  |  | NY | 0000000000 |  |  |  | EN |  | 3690 LAKESHORE ROAD | ASEQ |  | X |  | 00:00:00 | [7 empty] | LINCOLN |  | 1788661 |  | 2003 | F03 | 2003 | PUMP | 1831010 | FM03_100 | F03 | 10001555 |  | ACTV | 2016-01-12 | DZIWULS2 | 2012-02-22 | LALLIR | 2016-05-10 | M | E_MOTOR
10005650 | MOTOR, CHILLED WATER PUMP P9 | E-S-C03-F-STP-BLDGR-HVAC | SAP001320 | [8 empty] | IE000000000010005650 | HVAC | 14219 |  |  | NY | 0000000000 |  |  |  | EN |  | 3690 LAKESHORE ROAD | ASEQ |  | X |  | 00:00:00 | [7 empty] | LINCOLN |  | 1788660 |  | 2003 | F03 | 2003 | HVAC | 1831010 | FM03_100 | F03 | 10001556 |  | ACTV | 2016-01-12 | DZIWULS2 | 2012-02-22 | LALLIR | 2016-05-10 | M | E_MOTOR
10005722 | PUMP, CHEMICAL, GLYCOL | E-S-C03-F-STP-BLDGR-HVAC | SAP001392 | [8 empty] | IE000000000010005722 | HVAC | 14219 |  |  | NY | 0000000000 |  |  |  | EN |  | 3690 LAKESHORE ROAD | INST |  | X |  | 00:00:00 | [7 empty] | BELL & GOSSETT | 30-1S 1AM001 |  |  | 2003 | F03 | 2003 | PUMP | 1831010 | FM03_100 | F03 |  |  | ACTV | 2011-01-01 | DZIWULS2 | 2012-02-22 | YUNGC | 2012-06-08 | M | E_PUMP
10005737 | PUMP, CHEMICAL, GLYCOL | E-S-C03-F-STP-BLDGR-HVAC | SAP001407 | [8 empty] | IE000000000010005737 | HVAC | 14219 |  |  | NY | 0000000000 |  |  |  | EN |  | 3690 LAKESHORE ROAD | INST |  | X |  | 00:00:00 | [7 empty] | DEMING | 3112106388 | IDC-93357 |  | 2003 | F03 | 2003 | PUMP | 1831010 | FM03_100 | F03 |  |  | ACTV | 2011-01-01 | DZIWULS2 | 2012-02-22 | YUNGC | 2012-06-08 | M | E_PUMP
10070802 | PUMP, CIRCULATING, P-5, LAB STORAGE | E-S-C03-F-STP-BLDGR-HVAC | [9 empty] | IE000000000010070802 | HVAC | 14219 |  |  | NY | 0000000000 |  |  |  | EN |  | 3690 LAKESHORE ROAD | INST |  | X |  | 00:00:00 | [11 empty] | 2003 | F03 | 2003 | HVAC | 1831010 | FM03_100 | F03 |  |  | ACTV | 2011-01-01 | PINTOM | 2014-12-05 | BROWNK | 2019-12-02 | M | E_HVAC
10072847 | AHU-1, INFLUENT PUMP STATION | E-S-C03-F-STP-BLDGR-HVAC | [9 empty] | IE000000000010072847 | HVAC | 14219 |  |  | NY | 0000000000 |  |  |  | EN |  | 3690 LAKESHORE ROAD | INST |  | X |  | 00:00:00 | [7 empty] | AAON | RN-010 |  |  | 2003 | F03 | 2003 | HVAC | 1831010 | FM03_100 | F03 |  |  | ACTV | 2016-01-01 | KAMINSKK | 2017-06-14 | KAMINSKK | 2017-06-14 | M | E_HVAC
10072848 | FAN-01, STROBIC, INFLUENT PUMP STATION | E-S-C03-F-STP-BLDGR-HVAC | [9 empty] | IE000000000010072848 | HVAC | 14219 |  |  | NY | 0000000000 |  |  |  | EN |  | 3690 LAKESHORE ROAD | INST |  | X |  | 00:00:00 | [7 empty] | STROBIC | TS4S400A12 | 11230-01-1 |  | 2003 | F03 | 2003 | HVAC | 1831010 | FM03_100 | F03 |  |  | ACTV | 2016-01-01 | KAMINSKK | 2017-06-14 | KAMINSKK | 2018-08-27 | M | E_HVAC
10072849 | FAN-02, STROBIC, INFLUENT PUMP STATION | E-S-C03-F-STP-BLDGR-HVAC | [9 empty] | IE000000000010072849 | HVAC | 14219 |  |  | NY | 0000000000 |  |  |  | EN |  | 3690 LAKESHORE ROAD | INST |  | X |  | 00:00:00 | [7 empty] | STROBIC | TS4S400A12 | 11230-01-2 |  | 2003 | F03 | 2003 | HVAC | 1831010 | FM03_100 | F03 |  |  | ACTV | 2016-01-01 | KAMINSKK | 2017-06-14 | KAMINSKK | 2018-08-27 | M | E_HVAC
10072850 | FAN-03, STROBIC, INFLUENT PUMP STATION | E-S-C03-F-STP-BLDGR-HVAC | [9 empty] | IE000000000010072850 | HVAC | 14219 |  |  | NY | 0000000000 |  |  |  | EN |  | 3690 LAKESHORE ROAD | INST |  | X |  | 00:00:00 | [7 empty] | STROBIC | TS4S400A12 | 11230-01-3 |  | 2003 | F03 | 2003 | HVAC | 1831010 | FM03_100 | F03 |  |  | ACTV | 2016-01-01 | KAMINSKK | 2017-06-14 | KAMINSKK | 2018-08-27 | M | E_HVAC
10072851 | FAN-01, INFLUENT PUMP STATION, VESTIBULE | E-S-C03-F-STP-BLDGR-HVAC |  |  |  | 080A | [5 empty] | IE000000000010072851 | HVAC | 14219 |  |  | NY | 0000000000 |  |  |  | EN |  | 3690 LAKESHORE ROAD | INST |  | X |  | 00:00:00 | [7 empty] | TWIN CITY FAN AND BLOWER | BSI |  |  | 2003 | F03 | 2003 | HVAC | 1831010 | FM03_100 | F03 |  |  | ACTV | 2017-06-14 | KAMINSKK | 2017-06-14 | KAMINSKK | 2017-06-15 | M | E_HVAC
10001547 | PUMP 1, HOT WATER, EAST, P1 | E-S-C03-F-STP-BLDGR-PLUMB | 24660 | [8 empty] | IE000000000010001547 | Plumbing | 14219 |  |  | NY | 0000000000 |  |  |  | EN |  | 3690 LAKESHORE ROAD | INST |  | X |  | 00:00:00 | [7 empty] | BELL & GOSSETT | 185011 |  |  | 2003 | F03 | 2003 | PUMP | 1831010 | FM03_100 | F03 |  |  | ACTV | 2011-01-01 | DZIWULS2 | 2012-02-22 | YUNGC | 2012-06-08 | M | E_PUMP
10001549 | PUMP 2, HOT WATER, CENTER, P2 | E-S-C03-F-STP-BLDGR-PLUMB | 24661 | [8 empty] | IE000000000010001549 | Plumbing | 14219 |  |  | NY | 0000000000 |  |  |  | EN |  | 3690 LAKESHORE ROAD | INST |  | X |  | 00:00:00 | [7 empty] | BELL & GOSSETT | 85011 |  |  | 2003 | F03 | 2003 | PUMP | 1831010 | FM03_100 | F03 |  |  | ACTV | 2011-01-01 | DZIWULS2 | 2012-02-22 | YUNGC | 2012-06-08 | M | E_PUMP
10001551 | PUMP 3, HOT WATER, WEST, P3 | E-S-C03-F-STP-BLDGR-PLUMB | 24662 | [8 empty] | IE000000000010001551 | Plumbing | 14219 |  |  | NY | 0000000000 |  |  |  | EN |  | 3690 LAKESHORE ROAD | INST |  | X |  | 00:00:00 | [7 empty] | BELL & GOSETT | 15104BB-91/2-BF/SB | 847576 |  | 2003 | F03 | 2003 | PUMP | 1831010 | FM03_100 | F03 |  |  | ACTV | 2011-01-01 | DZIWULS2 | 2012-02-22 | YUNGC | 2012-06-08 | M | E_PUMP
10001554 | MOTOR, DOMESTIC HOT WATER PUMP P-14 | E-S-C03-F-STP-BLDGR-PLUMB | 24663M | [8 empty] | IE000000000010001554 | Plumbing | 14219 |  |  | NY | 0000000000 |  |  |  | EN |  | 3690 LAKESHORE ROAD | INST |  | X |  | 00:00:00 | [11 empty] | 2003 | F03 | 2003 | MOTOR | 1831010 | FM03_100 | F03 |  |  | ACTV | 2011-01-01 | DZIWULS2 | 2012-02-22 | YUNGC | 2012-06-08 | M | E_MOTOR
10001591 | PUMP, SUMP ORF VALVE PIT | E-S-C03-F-STP-BLDGR-PLUMB | 25051 | [8 empty] | IE000000000010001591 | Plumbing | 14219 |  |  | NY | 0000000000 |  |  |  | EN |  | 3690 LAKESHORE ROAD | INST |  | X |  | 00:00:00 | [11 empty] | 2003 | F03 | 2003 | PUMP | 1831010 | FM03_100 | F03 |  |  | ACTV | 2011-01-01 | DZIWULS2 | 2012-02-22 | YUNGC | 2012-06-08 | M | E_PUMP
10001980 | PUMP, SUMP, 1A, EAST TUNNEL | E-S-C03-F-STP-BLDGR-PLUMB | 27012 | [8 empty] | IE000000000010001980 | Plumbing | 14219 |  |  | NY | 0000000000 |  |  |  | EN |  | 3690 LAKESHORE ROAD | INST |  | X |  | 00:00:00 | [7 empty] | WORTHINGTON | D1212 | Y677805C |  | 2003 | F03 | 2003 | PUMP | 1831010 | FM03_100 | F03 |  |  | ACTV | 2011-01-01 | DZIWULS2 | 2012-02-22 | KAMINSKK | 2016-12-22 | M | E_PUMP
10001982 | MOTOR, SUMP PUMP 1A | E-S-C03-F-STP-BLDGR-PLUMB | 27012M | [8 empty] | IE000000000010001982 | Plumbing | 14219 |  |  | NY | 0000000000 |  |  |  | EN |  | 3690 LAKESHORE ROAD | ASEQ |  | X |  | 00:00:00 | [11 empty] | 2003 | F03 | 2003 | MOTOR | 1831010 | FM03_100 | F03 | 10001980 |  | ACTV | 2013-03-28 | DZIWULS2 | 2012-02-22 | ZYNDAK | 2013-03-28 | M | E_MOTOR
10001983 | PUMP, SUMP, 1B, EAST TUNNEL | E-S-C03-F-STP-BLDGR-PLUMB | 27013 | [8 empty] | IE000000000010001983 | Plumbing | 14219 |  |  | NY | 0000000000 |  |  |  | EN |  | 3690 LAKESHORE ROAD | INST |  | X |  | 00:00:00 | [7 empty] | WORTHINGTON | D1212 | Y677805I |  | 2003 | F03 | 2003 | PUMP | 1831010 | FM03_100 | F03 |  |  | ACTV | 2011-01-01 | DZIWULS2 | 2012-02-22 | KAMINSKK | 2016-12-22 | M | E_PUMP
10001984 | MOTOR, SUMP PUMP,1B | E-S-C03-F-STP-BLDGR-PLUMB | 27013M | [8 empty] | IE000000000010001984 | Plumbing | 14219 |  |  | NY | 0000000000 |  |  |  | EN |  | 3690 LAKESHORE ROAD | ASEQ |  | X |  | 00:00:00 | [11 empty] | 2003 | F03 | 2003 | MOTOR | 1831010 | FM03_100 | F03 | 10001983 |  | ACTV | 2013-03-28 | DZIWULS2 | 2012-02-22 | ZYNDAK | 2013-03-28 | M | E_MOTOR
10001985 | PUMP, SUMP, 2A, EAST TUNNEL | E-S-C03-F-STP-BLDGR-PLUMB | 27014 | [8 empty] | IE000000000010001985 | Plumbing | 14219 |  |  | NY | 0000000000 |  |  |  | EN |  | 3690 LAKESHORE ROAD | INST |  | X |  | 00:00:00 | [7 empty] | WORTHINGTON | D1212 | Y677805VI |  | 2003 | F03 | 2003 | PUMP | 1831010 | FM03_100 | F03 |  |  | ACTV | 2011-01-01 | DZIWULS2 | 2012-02-22 | KAMINSKK | 2016-12-22 | M | E_PUMP
10001986 | MOTOR, SUMP PUMP 2A | E-S-C03-F-STP-BLDGR-PLUMB | 27014M | [8 empty] | IE000000000010001986 | Plumbing | 14219 |  |  | NY | 0000000000 |  |  |  | EN |  | 3690 LAKESHORE ROAD | ASEQ |  | X |  | 00:00:00 | [11 empty] | 2003 | F03 | 2003 | MOTOR | 1831010 | FM03_100 | F03 | 10001985 |  | ACTV | 2013-03-28 | DZIWULS2 | 2012-02-22 | ZYNDAK | 2013-03-28 | M | E_MOTOR
10001987 | PUMP, SUMP, 2B, EAST TUNNEL | E-S-C03-F-STP-BLDGR-PLUMB | 27015 | [8 empty] | IE000000000010001987 | Plumbing | 14219 |  |  | NY | 0000000000 |  |  |  | EN |  | 3690 LAKESHORE ROAD | INST |  | X |  | 00:00:00 | [7 empty] | WORTHINGTON | D1212 | Y677805G |  | 2003 | F03 | 2003 | PUMP | 1831010 | FM03_100 | F03 |  |  | ACTV | 2011-01-01 | DZIWULS2 | 2012-02-22 | KAMINSKK | 2016-12-22 | M | E_PUMP
10001988 | MOTOR, SUMP PUMP,2B | E-S-C03-F-STP-BLDGR-PLUMB | 27015M | [8 empty] | IE000000000010001988 | Plumbing | 14219 |  |  | NY | 0000000000 |  |  |  | EN |  | 3690 LAKESHORE ROAD | ASEQ |  | X |  | 00:00:00 | [11 empty] | 2003 | F03 | 2003 | MOTOR | 1831010 | FM03_100 | F03 | 10001987 |  | ACTV | 2013-03-28 | DZIWULS2 | 2012-02-22 | ZYNDAK | 2013-03-28 | M | E_MOTOR
10001989 | PUMP, SUMP, 3A, EAST TUNNEL | E-S-C03-F-STP-BLDGR-PLUMB | 27016 | [8 empty] | IE000000000010001989 | Plumbing | 14219 |  |  | NY | 0000000000 |  |  |  | EN |  | 3690 LAKESHORE ROAD | INST |  | X |  | 00:00:00 | [7 empty] | WORTHINGTON | D1212 | Y677805OA |  | 2003 | F03 | 2003 | PUMP | 1831010 | FM03_100 | F03 |  |  | ACTV | 2011-01-01 | DZIWULS2 | 2012-02-22 | KAMINSKK | 2016-12-22 | M | E_PUMP
10001990 | MOTOR, SUMP PUMP 3A | E-S-C03-F-STP-BLDGR-PLUMB | 27016M | [8 empty] | IE000000000010001990 | Plumbing | 14219 |  |  | NY | 0000000000 |  |  |  | EN |  | 3690 LAKESHORE ROAD | ASEQ |  | X |  | 00:00:00 | [11 empty] | 2003 | F03 | 2003 | MOTOR | 1831010 | FM03_100 | F03 | 10001989 |  | ACTV | 2013-03-28 | DZIWULS2 | 2012-02-22 | ZYNDAK | 2013-03-28 | M | E_MOTOR
10001991 | PUMP, SUMP, 3B, EAST TUNNEL | E-S-C03-F-STP-BLDGR-PLUMB | 27017 | [8 empty] | IE000000000010001991 | Plumbing | 14219 |  |  | NY | 0000000000 |  |  |  | EN |  | 3690 LAKESHORE ROAD | INST |  | X |  | 00:00:00 | [7 empty] | WORTHINGTON | D1212 | Y677805EI |  | 2003 | F03 | 2003 | PUMP | 1831010 | FM03_100 | F03 |  |  | ACTV | 2011-01-01 | DZIWULS2 | 2012-02-22 | KAMINSKK | 2016-12-22 | M | E_PUMP
10001992 | MOTOR, SUMP PUMP 3B | E-S-C03-F-STP-BLDGR-PLUMB | 27017M | [8 empty] | IE000000000010001992 | Plumbing | 14219 |  |  | NY | 0000000000 |  |  |  | EN |  | 3690 LAKESHORE ROAD | ASEQ |  | X |  | 00:00:00 | [11 empty] | 2003 | F03 | 2003 | MOTOR | 1831010 | FM03_100 | F03 | 10001991 |  | ACTV | 2013-03-28 | DZIWULS2 | 2012-02-22 | ZYNDAK | 2013-03-28 | M | E_MOTOR
10001993 | PUMP, SUMP, 4A, EAST TUNNEL | E-S-C03-F-STP-BLDGR-PLUMB | 27018 | [8 empty] | IE000000000010001993 | Plumbing | 14219 |  |  | NY | 0000000000 |  |  |  | EN |  | 3690 LAKESHORE ROAD | INST |  | X |  | 00:00:00 | [7 empty] | WORTHINGTON | D1212 | Y677805BB |  | 2003 | F03 | 2003 | PUMP | 1831010 | FM03_100 | F03 |  |  | ACTV | 2011-01-01 | DZIWULS2 | 2012-02-22 | KAMINSKK | 2016-12-22 | M | E_PUMP
10001994 | MOTOR, SUMP PUMP 4A | E-S-C03-F-STP-BLDGR-PLUMB | 27018M | [8 empty] | IE000000000010001994 | Plumbing | 14219 |  |  | NY | 0000000000 |  |  |  | EN |  | 3690 LAKESHORE ROAD | ASEQ |  | X |  | 00:00:00 | [11 empty] | 2003 | F03 | 2003 | MOTOR | 1831010 | FM03_100 | F03 | 10001993 |  | ACTV | 2013-03-28 | DZIWULS2 | 2012-02-22 | ZYNDAK | 2013-03-28 | M | E_MOTOR
10001995 | PUMP, SUMP, 4B, EAST TUNNEL | E-S-C03-F-STP-BLDGR-PLUMB | 27019 | [8 empty] | IE000000000010001995 | Plumbing | 14219 |  |  | NY | 0000000000 |  |  |  | EN |  | 3690 LAKESHORE ROAD | INST |  | X |  | 00:00:00 | [7 empty] | WORTHINGTON | D1212 | Y677805II |  | 2003 | F03 | 2003 | PUMP | 1831010 | FM03_100 | F03 |  |  | ACTV | 2011-01-01 | DZIWULS2 | 2012-02-22 | KAMINSKK | 2016-12-22 | M | E_PUMP
10001997 | MOTOR, SUMP PUMP 4B | E-S-C03-F-STP-BLDGR-PLUMB | 27019M | [8 empty] | IE000000000010001997 | Plumbing | 14219 |  |  | NY | 0000000000 |  |  |  | EN |  | 3690 LAKESHORE ROAD | ASEQ |  | X |  | 00:00:00 | [11 empty] | 2003 | F03 | 2003 | MOTOR | 1831010 | FM03_100 | F03 | 10001995 |  | ACTV | 2013-03-28 | DZIWULS2 | 2012-02-22 | ZYNDAK | 2013-03-28 | M | E_MOTOR
10001998 | PUMP, SUMP, 5A, CENTER TUNNEL | E-S-C03-F-STP-BLDGR-PLUMB | 27020 | [8 empty] | IE000000000010001998 | Plumbing | 14219 |  |  | NY | 0000000000 |  |  |  | EN |  | 3690 LAKESHORE ROAD | INST |  | X |  | 00:00:00 | [7 empty] | WORTHINGTON | D1212 | Y677805C |  | 2003 | F03 | 2003 | PUMP | 1831010 | FM03_100 | F03 |  |  | ACTV | 2011-01-01 | DZIWULS2 | 2012-02-22 | KAMINSKK | 2016-12-22 | M | E_PUMP
10002000 | MOTOR, SUMP PUMP 5A | E-S-C03-F-STP-BLDGR-PLUMB | 27020M | [8 empty] | IE000000000010002000 | Plumbing | 14219 |  |  | NY | 0000000000 |  |  |  | EN |  | 3690 LAKESHORE ROAD | ASEQ |  | X |  | 00:00:00 | [11 empty] | 2003 | F03 | 2003 | MOTOR | 1831010 | FM03_100 | F03 | 10001998 |  | ACTV | 2013-03-28 | DZIWULS2 | 2012-02-22 | ZYNDAK | 2013-03-28 | M | E_MOTOR
10002001 | PUMP, SUMP, 5B, CENTER TUNNEL | E-S-C03-F-STP-BLDGR-PLUMB | 27021 | [8 empty] | IE000000000010002001 | Plumbing | 14219 |  |  | NY | 0000000000 |  |  |  | EN |  | 3690 LAKESHORE ROAD | INST |  | X |  | 00:00:00 | [7 empty] | WORTHINGTON | D1212 | Y677805I |  | 2003 | F03 | 2003 | PUMP | 1831010 | FM03_100 | F03 |  |  | ACTV | 2011-01-01 | DZIWULS2 | 2012-02-22 | KAMINSKK | 2016-12-22 | M | E_PUMP
10002003 | MOTOR, SUMP PUMP 5B | E-S-C03-F-STP-BLDGR-PLUMB | 27021M | [8 empty] | IE000000000010002003 | Plumbing | 14219 |  |  | NY | 0000000000 |  |  |  | EN |  | 3690 LAKESHORE ROAD | ASEQ |  | X |  | 00:00:00 | [11 empty] | 2003 | F03 | 2003 | MOTOR | 1831010 | FM03_100 | F03 | 10002001 |  | ACTV | 2013-03-28 | DZIWULS2 | 2012-02-22 | ZYNDAK | 2013-03-28 | M | E_MOTOR
10002006 | PUMP, SUMP, 6B, CENTER TUNNEL | E-S-C03-F-STP-BLDGR-PLUMB | 27023 | [8 empty] | IE000000000010002006 | Plumbing | 14219 |  |  | NY | 0000000000 |  |  |  | EN |  | 3690 LAKESHORE ROAD | INST |  | X |  | 00:00:00 | [7 empty] | WORTHINGTON | D1212 | Y677805G |  | 2003 | F03 | 2003 | PUMP | 1831010 | FM03_100 | F03 |  |  | ACTV | 2011-01-01 | DZIWULS2 | 2012-02-22 | KAMINSKK | 2016-12-22 | M | E_PUMP
10002008 | MOTOR, SUMP PUMP 6B | E-S-C03-F-STP-BLDGR-PLUMB | 27023M | [8 empty] | IE000000000010002008 | Plumbing | 14219 |  |  | NY | 0000000000 |  |  |  | EN |  | 3690 LAKESHORE ROAD | ASEQ |  | X |  | 00:00:00 | [11 empty] | 2003 | F03 | 2003 | MOTOR | 1831010 | FM03_100 | F03 | 10002006 |  | ACTV | 2014-01-02 | DZIWULS2 | 2012-02-22 | ZYNDAK | 2014-01-02 | M | E_MOTOR
10002009 | PUMP, SUMP, 7A, CENTER TUNNEL | E-S-C03-F-STP-BLDGR-PLUMB | 27024 | [8 empty] | IE000000000010002009 | Plumbing | 14219 |  |  | NY | 0000000000 |  |  |  | EN |  | 3690 LAKESHORE ROAD | INST |  | X |  | 00:00:00 | [7 empty] | WORTHINGTON | D1212 | Y6778050Z |  | 2003 | F03 | 2003 | PUMP | 1831010 | FM03_100 | F03 |  |  | ACTV | 2011-01-01 | DZIWULS2 | 2012-02-22 | KAMINSKK | 2016-12-22 | M | E_PUMP
10002011 | MOTOR, SUMP PUMP 7A | E-S-C03-F-STP-BLDGR-PLUMB | 27024M | [8 empty] | IE000000000010002011 | Plumbing | 14219 |  |  | NY | 0000000000 |  |  |  | EN |  | 3690 LAKESHORE ROAD | ASEQ |  | X |  | 00:00:00 | [11 empty] | 2003 | F03 | 2003 | MOTOR | 1831010 | FM03_100 | F03 | 10002009 |  | ACTV | 2014-01-02 | DZIWULS2 | 2012-02-22 | ZYNDAK | 2014-01-02 | M | E_MOTOR
10002012 | PUMP, SUMP, 7B, CENTER TUNNEL | E-S-C03-F-STP-BLDGR-PLUMB | 27025 | [8 empty] | IE000000000010002012 | Plumbing | 14219 |  |  | NY | 0000000000 |  |  |  | EN |  | 3690 LAKESHORE ROAD | INST |  | X |  | 00:00:00 | [7 empty] | WORTHINGTON | D1212 | Y677805E1 |  | 2003 | F03 | 2003 | PUMP | 1831010 | FM03_100 | F03 |  |  | ACTV | 2011-01-01 | DZIWULS2 | 2012-02-22 | KAMINSKK | 2016-12-22 | M | E_PUMP
10002013 | MOTOR, SUMP PUMP 7B | E-S-C03-F-STP-BLDGR-PLUMB | 27025M | [8 empty] | IE000000000010002013 | Plumbing | 14219 |  |  | NY | 0000000000 |  |  |  | EN |  | 3690 LAKESHORE ROAD | ASEQ |  | X |  | 00:00:00 | [11 empty] | 2003 | F03 | 2003 | GENL | 1831010 | FM03_100 | F03 | 10002012 |  | ACTV | 2014-01-02 | DZIWULS2 | 2012-02-22 | KAMINSKK | 2014-01-02 | M | E_MOTOR
10002018 | PUMP, SUMP, 9A, WEST TUNNEL | E-S-C03-F-STP-BLDGR-PLUMB | 27028 | [8 empty] | IE000000000010002018 | Plumbing | 14219 |  |  | NY | 0000000000 |  |  |  | EN |  | 3690 LAKESHORE ROAD | INST |  | X |  | 00:00:00 | [8 empty] | D1212 | Y677805L |  | 2003 | F03 | 2003 | PUMP | 1831010 | FM03_100 | F03 |  |  | ACTV | 2011-01-01 | DZIWULS2 | 2012-02-22 | KAMINSKK | 2016-12-22 | M | E_PUMP
10002019 | MOTOR, SUMP PUMP 9A | E-S-C03-F-STP-BLDGR-PLUMB | 27028M | [8 empty] | IE000000000010002019 | Plumbing | 14219 |  |  | NY | 0000000000 |  |  |  | EN |  | 3690 LAKESHORE ROAD | ASEQ |  | X |  | 00:00:00 | [11 empty] | 2003 | F03 | 2003 | PUMP | 1831010 | FM03_100 | F03 | 10002018 |  | ACTV | 2014-01-02 | DZIWULS2 | 2012-02-22 | KAMINSKK | 2014-01-02 | M | E_MOTOR
10002020 | PUMP, SUMP, 9B, WEST TUNNEL | E-S-C03-F-STP-BLDGR-PLUMB | 27029 | [8 empty] | IE000000000010002020 | Plumbing | 14219 |  |  | NY | 0000000000 |  |  |  | EN |  | 3690 LAKESHORE ROAD | INST |  | X |  | 00:00:00 | [8 empty] | D1212 | Y677805S |  | 2003 | F03 | 2003 | GENL | 1831010 | FM03_100 | F03 |  |  | ACTV | 2014-01-02 | DZIWULS2 | 2012-02-22 | KAMINSKK | 2016-12-22 | M | E_PUMP
10002021 | MOTOR, SUMP PUMP 9B | E-S-C03-F-STP-BLDGR-PLUMB | 27029M | [8 empty] | IE000000000010002021 | Plumbing | 14219 |  |  | NY | 0000000000 |  |  |  | EN |  | 3690 LAKESHORE ROAD | ASEQ |  | X |  | 00:00:00 | [11 empty] | 2003 | F03 | 2003 | GENL | 1831010 | FM03_100 | F03 | 10002020 |  | ACTV | 2014-01-02 | DZIWULS2 | 2012-02-22 | KAMINSKK | 2014-01-02 | M | E_MOTOR
10002022 | PUMP, SUMP, 10A, WEST TUNNEL | E-S-C03-F-STP-BLDGR-PLUMB | 27030 | [8 empty] | IE000000000010002022 | Plumbing | 14219 |  |  | NY | 0000000000 |  |  |  | EN |  | 3690 LAKESHORE ROAD | INST |  | X |  | 00:00:00 | [8 empty] | D1212 | Y677805GG |  | 2003 | F03 | 2003 | PUMP | 1831010 | FM03_100 | F03 |  |  | ACTV | 2011-01-01 | DZIWULS2 | 2012-02-22 | KAMINSKK | 2016-12-22 | M | E_PUMP
10002023 | MOTOR, SUMP PUMP 10A | E-S-C03-F-STP-BLDGR-PLUMB | 27030M | [8 empty] | IE000000000010002023 | Plumbing | 14219 |  |  | NY | 0000000000 |  |  |  | EN |  | 3690 LAKESHORE ROAD | ASEQ |  | X |  | 00:00:00 | [11 empty] | 2003 | F03 | 2003 | PUMP | 1831010 | FM03_100 | F03 | 10002022 |  | ACTV | 2014-01-02 | DZIWULS2 | 2012-02-22 | KAMINSKK | 2014-01-02 | M | E_MOTOR
10002024 | PUMP, SUMP, 10B, WEST TUNNEL | E-S-C03-F-STP-BLDGR-PLUMB | 27031 | [8 empty] | IE000000000010002024 | Plumbing | 14219 |  |  | NY | 0000000000 |  |  |  | EN |  | 3690 LAKESHORE ROAD | INST |  | X |  | 00:00:00 | [8 empty] | D1212 | Y677805G |  | 2003 | F03 | 2003 | PUMP | 1831010 | FM03_100 | F03 |  |  | ACTV | 2011-01-01 | DZIWULS2 | 2012-02-22 | KAMINSKK | 2016-12-22 | M | E_PUMP
10002025 | MOTOR, SUMP PUMP 10B | E-S-C03-F-STP-BLDGR-PLUMB | 27031M | [8 empty] | IE000000000010002025 | Plumbing | 14219 |  |  | NY | 0000000000 |  |  |  | EN |  | 3690 LAKESHORE ROAD | ASEQ |  | X |  | 00:00:00 | [11 empty] | 2003 | F03 | 2003 | PUMP | 1831010 | FM03_100 | F03 | 10002024 |  | ACTV | 2014-01-02 | DZIWULS2 | 2012-02-22 | KAMINSKK | 2014-01-02 | M | E_MOTOR
10002026 | PUMP, SUMP, 11A, WEST TUNNEL | E-S-C03-F-STP-BLDGR-PLUMB | 27032 | [8 empty] | IE000000000010002026 | Plumbing | 14219 |  |  | NY | 0000000000 |  |  |  | EN |  | 3690 LAKESHORE ROAD | INST |  | X |  | 00:00:00 | [8 empty] | D1212 | Y677805Z |  | 2003 | F03 | 2003 | PUMP | 1831010 | FM03_100 | F03 |  |  | ACTV | 2011-01-01 | DZIWULS2 | 2012-02-22 | KAMINSKK | 2016-12-22 | M | E_PUMP
10002027 | MOTOR, SUMP PUMP 11A | E-S-C03-F-STP-BLDGR-PLUMB | 27032M | [8 empty] | IE000000000010002027 | Plumbing | 14219 |  |  | NY | 0000000000 |  |  |  | EN |  | 3690 LAKESHORE ROAD | ASEQ |  | X |  | 00:00:00 | [11 empty] | 2003 | F03 | 2003 | PUMP | 1831010 | FM03_100 | F03 | 10002026 |  | ACTV | 2014-01-02 | DZIWULS2 | 2012-02-22 | KAMINSKK | 2014-01-02 | M | E_MOTOR
10002028 | PUMP, SUMP, 11B, WEST TUNNEL | E-S-C03-F-STP-BLDGR-PLUMB | 27033 | [8 empty] | IE000000000010002028 | Plumbing | 14219 |  |  | NY | 0000000000 |  |  |  | EN |  | 3690 LAKESHORE ROAD | INST |  | X |  | 00:00:00 | [8 empty] | D1212 | Y677805CC |  | 2003 | F03 | 2003 | PUMP | 1831010 | FM03_100 | F03 |  |  | ACTV | 2011-01-01 | DZIWULS2 | 2012-02-22 | KAMINSKK | 2016-12-22 | M | E_PUMP
10002029 | MOTOR, SUMP PUMP 11B | E-S-C03-F-STP-BLDGR-PLUMB | 27033M | [8 empty] | IE000000000010002029 | Plumbing | 14219 |  |  | NY | 0000000000 |  |  |  | EN |  | 3690 LAKESHORE ROAD | ASEQ |  | X |  | 00:00:00 | [11 empty] | 2003 | F03 | 2003 | PUMP | 1831010 | FM03_100 | F03 | 10002028 |  | ACTV | 2014-01-02 | DZIWULS2 | 2012-02-22 | KAMINSKK | 2014-01-02 | M | E_MOTOR
10002030 | PUMP, SUMP, 12A, NORTH TUNNEL | E-S-C03-F-STP-BLDGR-PLUMB | 27034 | [8 empty] | IE000000000010002030 | Plumbing | 14219 |  |  | NY | 0000000000 |  |  |  | EN |  | 3690 LAKESHORE ROAD | INST |  | X |  | 00:00:00 | [7 empty] | WORTHINGTON | D1212 | Y677805P |  | 2003 | F03 | 2003 | PUMP | 1831010 | FM03_100 | F03 |  |  | ACTV | 2011-01-01 | DZIWULS2 | 2012-02-22 | KAMINSKK | 2016-12-22 | M | E_PUMP
10002031 | MOTOR, SUMP PUMP 12A | E-S-C03-F-STP-BLDGR-PLUMB | 27034M | [8 empty] | IE000000000010002031 | Plumbing | 14219 |  |  | NY | 0000000000 |  |  |  | EN |  | 3690 LAKESHORE ROAD | ASEQ |  | X |  | 00:00:00 | [11 empty] | 2003 | F03 | 2003 | PUMP | 1831010 | FM03_100 | F03 | 10002030 |  | ACTV | 2014-01-02 | DZIWULS2 | 2012-02-22 | KAMINSKK | 2014-01-02 | M | E_MOTOR
10002032 | PUMP, SUMP, 12B, NORTH TUNNEL | E-S-C03-F-STP-BLDGR-PLUMB | 27035 | [8 empty] | IE000000000010002032 | Plumbing | 14219 |  |  | NY | 0000000000 |  |  |  | EN |  | 3690 LAKESHORE ROAD | INST |  | X |  | 00:00:00 | [8 empty] | D1212 | Y677805HH |  | 2003 | F03 | 2003 | PUMP | 1831010 | FM03_100 | F03 |  |  | ACTV | 2011-01-01 | DZIWULS2 | 2012-02-22 | KAMINSKK | 2016-12-22 | M | E_PUMP
10002033 | MOTOR, SUMP PUMP 12B | E-S-C03-F-STP-BLDGR-PLUMB | 27035M | [8 empty] | IE000000000010002033 | Plumbing | 14219 |  |  | NY | 0000000000 |  |  |  | EN |  | 3690 LAKESHORE ROAD | ASEQ |  | X |  | 00:00:00 | [11 empty] | 2003 | F03 | 2003 | PUMP | 1831010 | FM03_100 | F03 | 10002032 |  | ACTV | 2014-01-02 | DZIWULS2 | 2012-02-22 | KAMINSKK | 2014-01-02 | M | E_MOTOR
10002034 | PUMP, SUMP, 13A, BOILER ROOM | E-S-C03-F-STP-BLDGR-PLUMB | 27036 | [8 empty] | IE000000000010002034 | Plumbing | 14219 |  |  | NY | 0000000000 |  |  |  | EN |  | 3690 LAKESHORE ROAD | INST |  | X |  | 00:00:00 | [7 empty] | WORTHINGTON | D1212 | Y677805D |  | 2003 | F03 | 2003 | PUMP | 1831010 | FM03_100 | F03 |  |  | ACTV | 2011-01-01 | DZIWULS2 | 2012-02-22 | KAMINSKK | 2016-12-22 | M | E_PUMP
10002035 | MOTOR, SUMP PUMP 13A | E-S-C03-F-STP-BLDGR-PLUMB | 27036M | [8 empty] | IE000000000010002035 | Plumbing | 14219 |  |  | NY | 0000000000 |  |  |  | EN |  | 3690 LAKESHORE ROAD | ASEQ |  | X |  | 00:00:00 | [11 empty] | 2003 | F03 | 2003 | PUMP | 1831010 | FM03_100 | F03 | 10002034 |  | ACTV | 2014-01-02 | DZIWULS2 | 2012-02-22 | KAMINSKK | 2014-01-02 | M | E_MOTOR
10002036 | PUMP, SUMP, 13B, BOILER ROOM | E-S-C03-F-STP-BLDGR-PLUMB | 27037 | [8 empty] | IE000000000010002036 | Plumbing | 14219 |  |  | NY | 0000000000 |  |  |  | EN |  | 3690 LAKESHORE ROAD | INST |  | X |  | 00:00:00 | [7 empty] | WORTHINGTON | D1212 | Y677805D |  | 2003 | F03 | 2003 | PUMP | 1831010 | FM03_100 | F03 |  |  | ACTV | 2011-01-01 | DZIWULS2 | 2012-02-22 | KAMINSKK | 2016-12-22 | M | E_PUMP
10002037 | MOTOR, SUMP PUMP 13B | E-S-C03-F-STP-BLDGR-PLUMB | 27037M | [8 empty] | IE000000000010002037 | Plumbing | 14219 |  |  | NY | 0000000000 |  |  |  | EN |  | 3690 LAKESHORE ROAD | ASEQ |  | X |  | 00:00:00 | [11 empty] | 2003 | F03 | 2003 | PUMP | 1831010 | FM03_100 | F03 | 10002036 |  | ACTV | 2014-01-02 | DZIWULS2 | 2012-02-22 | KAMINSKK | 2014-01-02 | M | E_MOTOR
10002038 | PUMP, SUMP, 14A, NORTH CAGE AREA | E-S-C03-F-STP-BLDGR-PLUMB | 27038 | [8 empty] | IE000000000010002038 | Plumbing | 14219 |  |  | NY | 0000000000 |  |  |  | EN |  | 3690 LAKESHORE ROAD | INST |  | X |  | 00:00:00 | [8 empty] | D1212 | Y677805K |  | 2003 | F03 | 2003 | PUMP | 1831010 | FM03_100 | F03 |  |  | ACTV | 2011-01-01 | DZIWULS2 | 2012-02-22 | KAMINSKK | 2016-12-22 | M | E_PUMP
10002039 | MOTOR, SUMP PUMP 14A | E-S-C03-F-STP-BLDGR-PLUMB | 27038M | [8 empty] | IE000000000010002039 | Plumbing | 14219 |  |  | NY | 0000000000 |  |  |  | EN |  | 3690 LAKESHORE ROAD | ASEQ |  | X |  | 00:00:00 | [11 empty] | 2003 | F03 | 2003 | PUMP | 1831010 | FM03_100 | F03 | 10002038 |  | ACTV | 2014-01-02 | DZIWULS2 | 2012-02-22 | KAMINSKK | 2014-01-02 | M | E_MOTOR
10002040 | PUMP, SUMP, 14B, NORTH CAGE AREA | E-S-C03-F-STP-BLDGR-PLUMB | 27039 | [8 empty] | IE000000000010002040 | Plumbing | 14219 |  |  | NY | 0000000000 |  |  |  | EN |  | 3690 LAKESHORE ROAD | INST |  | X |  | 00:00:00 | [8 empty] | D1212 | Y677805B |  | 2003 | F03 | 2003 | PUMP | 1831010 | FM03_100 | F03 |  |  | ACTV | 2011-01-01 | DZIWULS2 | 2012-02-22 | KAMINSKK | 2016-12-22 | M | E_PUMP
10002041 | MOTOR, SUMP PUMP 14B | E-S-C03-F-STP-BLDGR-PLUMB | 27039M | [8 empty] | IE000000000010002041 | Plumbing | 14219 |  |  | NY | 0000000000 |  |  |  | EN |  | 3690 LAKESHORE ROAD | ASEQ |  | X |  | 00:00:00 | [11 empty] | 2003 | F03 | 2003 | PUMP | 1831010 | FM03_100 | F03 | 10002040 |  | ACTV | 2014-01-02 | DZIWULS2 | 2012-02-22 | KAMINSKK | 2014-01-02 | M | E_MOTOR
10002042 | PUMP, SUMP, 15A, PIPE RACK AREA | E-S-C03-F-STP-BLDGR-PLUMB | 27040 | [8 empty] | IE000000000010002042 | Plumbing | 14219 |  |  | NY | 0000000000 |  |  |  | EN |  | 3690 LAKESHORE ROAD | INST |  | X |  | 00:00:00 | [8 empty] | D1212 | Y677805X |  | 2003 | F03 | 2003 | PUMP | 1831010 | FM03_100 | F03 |  |  | ACTV | 2011-01-01 | DZIWULS2 | 2012-02-22 | KAMINSKK | 2016-12-22 | M | E_PUMP
10002043 | MOTOR, SUMP PUMP 15A | E-S-C03-F-STP-BLDGR-PLUMB | 27040M | [8 empty] | IE000000000010002043 | Plumbing | 14219 |  |  | NY | 0000000000 |  |  |  | EN |  | 3690 LAKESHORE ROAD | ASEQ |  | X |  | 00:00:00 | [11 empty] | 2003 | F03 | 2003 | PUMP | 1831010 | FM03_100 | F03 | 10002042 |  | ACTV | 2014-01-02 | DZIWULS2 | 2012-02-22 | KAMINSKK | 2014-01-02 | M | E_MOTOR
10002044 | PUMP, SUMP, 15B, PIPE RACK AREA | E-S-C03-F-STP-BLDGR-PLUMB | 27041 | [8 empty] | IE000000000010002044 | Plumbing | 14219 |  |  | NY | 0000000000 |  |  |  | EN |  | 3690 LAKESHORE ROAD | INST |  | X |  | 00:00:00 | [8 empty] | D1212 | Y677805Q |  | 2003 | F03 | 2003 | PUMP | 1831010 | FM03_100 | F03 |  |  | ACTV | 2011-01-01 | DZIWULS2 | 2012-02-22 | KAMINSKK | 2016-12-22 | M | E_PUMP
10002045 | MOTOR, SUMP PUMP 15B | E-S-C03-F-STP-BLDGR-PLUMB | 27041M | [8 empty] | IE000000000010002045 | Plumbing | 14219 |  |  | NY | 0000000000 |  |  |  | EN |  | 3690 LAKESHORE ROAD | ASEQ |  | X |  | 00:00:00 | [11 empty] | 2003 | F03 | 2003 | PUMP | 1831010 | FM03_100 | F03 | 10002044 |  | ACTV | 2014-01-02 | DZIWULS2 | 2012-02-22 | KAMINSKK | 2014-01-02 | M | E_MOTOR
10002046 | PUMP, SUMP, 16A, STOCK ROOM | E-S-C03-F-STP-BLDGR-PLUMB | 27042 | [8 empty] | IE000000000010002046 | Plumbing | 14219 |  |  | NY | 0000000000 |  |  |  | EN |  | 3690 LAKESHORE ROAD | INST |  | X |  | 00:00:00 | [8 empty] | D1212 | Y677805F |  | 2003 | F03 | 2003 | PUMP | 1831010 | FM03_100 | F03 |  |  | ACTV | 2011-01-01 | DZIWULS2 | 2012-02-22 | KAMINSKK | 2016-12-22 | M | E_PUMP
10002047 | MOTOR, SUMP PUMP 16A | E-S-C03-F-STP-BLDGR-PLUMB | 27042M | [8 empty] | IE000000000010002047 | Plumbing | 14219 |  |  | NY | 0000000000 |  |  |  | EN |  | 3690 LAKESHORE ROAD | ASEQ |  | X |  | 00:00:00 | [11 empty] | 2003 | F03 | 2003 | MOTOR | 1831010 | FM03_100 | F03 | 10002046 |  | ACTV | 2014-01-03 | DZIWULS2 | 2012-02-22 | ZYNDAK | 2014-01-03 | M | E_MOTOR
10002048 | PUMP, SUMP, 16B, STOCK ROOM | E-S-C03-F-STP-BLDGR-PLUMB | 27043 | [8 empty] | IE000000000010002048 | Plumbing | 14219 |  |  | NY | 0000000000 |  |  |  | EN |  | 3690 LAKESHORE ROAD | INST |  | X |  | 00:00:00 | [8 empty] | D1212 | Y677805HH |  | 2003 | F03 | 2003 | PUMP | 1831010 | FM03_100 | F03 |  |  | ACTV | 2011-01-01 | DZIWULS2 | 2012-02-22 | KAMINSKK | 2016-12-22 | M | E_PUMP
10002049 | MOTOR, SUMP PUMP 16B | E-S-C03-F-STP-BLDGR-PLUMB | 27043M | [8 empty] | IE000000000010002049 | Plumbing | 14219 |  |  | NY | 0000000000 |  |  |  | EN |  | 3690 LAKESHORE ROAD | ASEQ |  | X |  | 00:00:00 | [11 empty] | 2003 | F03 | 2003 | MOTOR | 1831010 | FM03_100 | F03 | 10002048 |  | ACTV | 2014-01-03 | DZIWULS2 | 2012-02-22 | ZYNDAK | 2014-01-03 | M | E_MOTOR
10002050 | PUMP, SUMP, 17A, FERRIC ROOM | E-S-C03-F-STP-BLDGR-PLUMB | 27044 | [8 empty] | IE000000000010002050 | Plumbing | 14219 |  |  | NY | 0000000000 |  |  |  | EN |  | 3690 LAKESHORE ROAD | INST |  | X |  | 00:00:00 | [8 empty] | D1212 | Y677805H |  | 2003 | F03 | 2003 | PUMP | 1831010 | FM03_100 | F03 |  |  | ACTV | 2011-01-01 | DZIWULS2 | 2012-02-22 | KAMINSKK | 2016-12-22 | M | E_PUMP
10002051 | MOTOR, SUMP PUMP 17A | E-S-C03-F-STP-BLDGR-PLUMB | 27044M | [8 empty] | IE000000000010002051 | Plumbing | 14219 |  |  | NY | 0000000000 |  |  |  | EN |  | 3690 LAKESHORE ROAD | ASEQ |  | X |  | 00:00:00 | [11 empty] | 2003 | F03 | 2003 | MOTOR | 1831010 | FM03_100 | F03 | 10002050 |  | ACTV | 2014-01-03 | DZIWULS2 | 2012-02-22 | ZYNDAK | 2014-01-03 | M | E_MOTOR
10002052 | PUMP, SUMP, 17B, FERRIC ROOM | E-S-C03-F-STP-BLDGR-PLUMB | 27045 | [8 empty] | IE000000000010002052 | Plumbing | 14219 |  |  | NY | 0000000000 |  |  |  | EN |  | 3690 LAKESHORE ROAD | INST |  | X |  | 00:00:00 | [8 empty] | D1212 | Y677805EE |  | 2003 | F03 | 2003 | PUMP | 1831010 | FM03_100 | F03 |  |  | ACTV | 2011-01-01 | DZIWULS2 | 2012-02-22 | KAMINSKK | 2016-12-22 | M | E_PUMP
10002053 | MOTOR, SUMP PUMP 17B | E-S-C03-F-STP-BLDGR-PLUMB | 27045M | [8 empty] | IE000000000010002053 | Plumbing | 14219 |  |  | NY | 0000000000 |  |  |  | EN |  | 3690 LAKESHORE ROAD | ASEQ |  | X |  | 00:00:00 | [11 empty] | 2003 | F03 | 2003 | MOTOR | 1831010 | FM03_100 | F03 | 10002052 |  | ACTV | 2014-01-03 | DZIWULS2 | 2012-02-22 | ZYNDAK | 2014-01-03 | M | E_MOTOR
10002054 | PUMP, SUMP, 18A, LIME ROOM | E-S-C03-F-STP-BLDGR-PLUMB | 27046 | [8 empty] | IE000000000010002054 | Plumbing | 14219 |  |  | NY | 0000000000 |  |  |  | EN |  | 3690 LAKESHORE ROAD | INST |  | X |  | 00:00:00 | [8 empty] | D1212 | Y677805V |  | 2003 | F03 | 2003 | PUMP | 1831010 | FM03_100 | F03 |  |  | ACTV | 2011-01-01 | DZIWULS2 | 2012-02-22 | KAMINSKK | 2016-12-22 | M | E_PUMP
10002055 | MOTOR, SUMP PUMP 18A | E-S-C03-F-STP-BLDGR-PLUMB | 27046M | [8 empty] | IE000000000010002055 | Plumbing | 14219 |  |  | NY | 0000000000 |  |  |  | EN |  | 3690 LAKESHORE ROAD | ASEQ |  | X |  | 00:00:00 | [11 empty] | 2003 | F03 | 2003 | MOTOR | 1831010 | FM03_100 | F03 | 10002054 |  | ACTV | 2014-01-03 | DZIWULS2 | 2012-02-22 | ZYNDAK | 2014-01-03 | M | E_MOTOR
10002056 | PUMP, SUMP, 18B, LIME ROOM | E-S-C03-F-STP-BLDGR-PLUMB | 27047 | [8 empty] | IE000000000010002056 | Plumbing | 14219 |  |  | NY | 0000000000 |  |  |  | EN |  | 3690 LAKESHORE ROAD | INST |  | X |  | 00:00:00 | [8 empty] | D1212 | Y677805Y |  | 2003 | F03 | 2003 | PUMP | 1831010 | FM03_100 | F03 |  |  | ACTV | 2011-01-01 | DZIWULS2 | 2012-02-22 | KAMINSKK | 2016-12-22 | M | E_PUMP
10002057 | MOTOR, SUMP PUMP 18B | E-S-C03-F-STP-BLDGR-PLUMB | 27047M | [8 empty] | IE000000000010002057 | Plumbing | 14219 |  |  | NY | 0000000000 |  |  |  | EN |  | 3690 LAKESHORE ROAD | ASEQ |  | X |  | 00:00:00 | [11 empty] | 2003 | F03 | 2003 | MOTOR | 1831010 | FM03_100 | F03 | 10002056 |  | ACTV | 2014-01-03 | DZIWULS2 | 2012-02-22 | ZYNDAK | 2014-01-03 | M | E_MOTOR
10002059 | PUMP, SUMP, SPX40, CAUSTIC ROOM | E-S-C03-F-STP-BLDGR-PLUMB | 27049 | [8 empty] | IE000000000010002059 | Plumbing | 14219 |  |  | NY | 0000000000 |  |  |  | EN |  | 3690 LAKESHORE ROAD | INST |  | X |  | 00:00:00 |  |  | USD |  | 10020082 |  |  | WATSON MARLOW | SPX40 | 70256GEARBOX-2525401 |  | 2003 | F03 | 2003 | GENL | 1831010 | FM03_100 | F03 |  |  | ACTV | 2022-01-28 | DZIWULS2 | 2012-02-22 | LALLIR | 2022-01-28 | M | E_PUMP
10002060 | PUMP, SUMP, 20A, WEST TUNNEL-THICKENER | E-S-C03-F-STP-BLDGR-PLUMB | 27050 | [8 empty] | IE000000000010002060 | Plumbing | 14219 |  |  | NY | 0000000000 |  |  |  | EN |  | 3690 LAKESHORE ROAD | INST |  | X |  | 00:00:00 | [8 empty] | D1212 | Y677805DD |  | 2003 | F03 | 2003 | PUMP | 1831010 | FM03_100 | F03 |  |  | ACTV | 2011-01-01 | DZIWULS2 | 2012-02-22 | KAMINSKK | 2016-12-22 | M | E_PUMP
10002061 | MOTOR, SUMP PUMP 20A | E-S-C03-F-STP-BLDGR-PLUMB | 27050M | [8 empty] | IE000000000010002061 | Plumbing | 14219 |  |  | NY | 0000000000 |  |  |  | EN |  | 3690 LAKESHORE ROAD | ASEQ |  | X |  | 00:00:00 | [11 empty] | 2003 | F03 | 2003 | MOTOR | 1831010 | FM03_100 | F03 | 10002060 |  | ACTV | 2014-01-03 | DZIWULS2 | 2012-02-22 | ZYNDAK | 2014-01-03 | M | E_MOTOR
10002062 | PUMP, SUMP, 20B, WEST TUNNEL-THICKENER | E-S-C03-F-STP-BLDGR-PLUMB | 27051 | [8 empty] | IE000000000010002062 | Plumbing | 14219 |  |  | NY | 0000000000 |  |  |  | EN |  | 3690 LAKESHORE ROAD | INST |  | X |  | 00:00:00 | [8 empty] | D1212 | Y677805M |  | 2003 | F03 | 2003 | PUMP | 1831010 | FM03_100 | F03 |  |  | ACTV | 2011-01-01 | DZIWULS2 | 2012-02-22 | KAMINSKK | 2016-12-22 | M | E_PUMP
10002063 | MOTOR, SUMP PUMP 20B | E-S-C03-F-STP-BLDGR-PLUMB | 27051M | [8 empty] | IE000000000010002063 | Plumbing | 14219 |  |  | NY | 0000000000 |  |  |  | EN |  | 3690 LAKESHORE ROAD | ASEQ |  | X |  | 00:00:00 | [11 empty] | 2003 | F03 | 2003 | MOTOR | 1831010 | FM03_100 | F03 | 10002062 |  | ACTV | 2014-01-03 | DZIWULS2 | 2012-02-22 | ZYNDAK | 2014-01-03 | M | E_MOTOR
10002070 | PUMP, SUMP, ELEVATOR | E-S-C03-F-STP-BLDGR-PLUMB | 27055 | [8 empty] | IE000000000010002070 | Plumbing | 14219 |  |  | NY | 0000000000 |  |  |  | EN |  | 3690 LAKESHORE ROAD | INST |  | X |  | 00:00:00 | [11 empty] | 2003 | F03 | 2003 | PUMP | 1831010 | FM03_100 | F03 |  |  | ACTV | 2011-01-01 | DZIWULS2 | 2012-02-22 | YUNGC | 2012-06-08 | M | E_PUMP
10002071 | PUMP, SUMP, 21, LOWER POLYMER AREA | E-S-C03-F-STP-BLDGR-PLUMB | 27056 | [8 empty] | IE000000000010002071 | Plumbing | 14219 |  |  | NY | 0000000000 |  |  |  | EN |  | 3690 LAKESHORE ROAD | INST |  | X |  | 00:00:00 | [11 empty] | 2003 | F03 | 2003 | PUMP | 1831010 | FM03_100 | F03 |  |  | ACTV | 2011-01-01 | DZIWULS2 | 2012-02-22 | KAMINSKK | 2016-12-22 | M | E_PUMP
10002072 | MOTOR, SUMP PUMP 21 | E-S-C03-F-STP-BLDGR-PLUMB | 27056M | [8 empty] | IE000000000010002072 | Plumbing | 14219 |  |  | NY | 0000000000 |  |  |  | EN |  | 3690 LAKESHORE ROAD | ASEQ |  | X |  | 00:00:00 | [11 empty] | 2003 | F03 | 2003 | MOTOR | 1831010 | FM03_100 | F03 | 10002071 |  | ACTV | 2014-01-03 | DZIWULS2 | 2012-02-22 | ZYNDAK | 2014-01-03 | M | E_MOTOR
10002115 | PUMP, SUMP 1, SANDFILTER ROOM? | E-S-C03-F-STP-BLDGR-PLUMB | 28301 | [8 empty] | IE000000000010002115 | Plumbing | 14219 |  |  | NY | 0000000000 |  |  |  | EN |  | 3690 LAKESHORE ROAD | INST |  | X |  | 00:00:00 | [8 empty] | STONE MODEL SP2E10A | 0150-758 |  | 2003 | F03 | 2003 | PUMP | 1831010 | FM03_100 | F03 |  |  | ACTV | 2011-01-01 | DZIWULS2 | 2012-02-22 | KAMINSKK | 2016-12-22 | M | E_PUMP
10002116 | PUMP, SUMP 2, LOWER SLUDGE? | E-S-C03-F-STP-BLDGR-PLUMB | 28302 | [8 empty] | IE000000000010002116 | Plumbing | 14219 |  |  | NY | 0000000000 |  |  |  | EN |  | 3690 LAKESHORE ROAD | INST |  | X |  | 00:00:00 | [11 empty] | 2003 | F03 | 2003 | PUMP | 1831010 | FM03_100 | F03 |  |  | ACTV | 2011-01-01 | DZIWULS2 | 2012-02-22 | KAMINSKK | 2016-12-22 | M | E_PUMP
10005727 | PUMP, SUMP, HYPO TANK | E-S-C03-F-STP-BLDGR-PLUMB | SAP001397 | [8 empty] | IE000000000010005727 | Plumbing | 14219 |  |  | NY | 0000000000 |  |  |  | EN |  | 3690 LAKESHORE ROAD | INST |  | X |  | 00:00:00 | [7 empty] | WORTHINGTON | D1212 | 677806 |  | 2003 | F03 | 2003 | PUMP | 1831010 | FM03_100 | F03 |  |  | ACTV | 2011-01-01 | DZIWULS2 | 2012-02-22 | YUNGC | 2012-06-08 | M | E_PUMP
10005728 | PUMP, SUMP, BETWEEN CAGES | E-S-C03-F-STP-BLDGR-PLUMB | SAP001398 | [8 empty] | IE000000000010005728 | Plumbing | 14219 |  |  | NY | 0000000000 |  |  |  | EN |  | 3690 LAKESHORE ROAD | INST |  | X |  | 00:00:00 | [7 empty] | WORTHINGTON | D1212 | 877805JJ |  | 2003 | F03 | 2003 | PUMP | 1831010 | FM03_100 | F03 |  |  | ACTV | 2011-01-01 | DZIWULS2 | 2012-02-22 | YUNGC | 2012-06-08 | M | E_PUMP
10005729 | PUMP, SUMP | E-S-C03-F-STP-BLDGR-PLUMB | SAP001399 | [8 empty] | IE000000000010005729 | Plumbing | 14219 |  |  | NY | 0000000000 |  |  |  | EN |  | 3690 LAKESHORE ROAD | INST |  | X |  | 00:00:00 | [11 empty] | 2003 | F03 | 2003 | PUMP | 1831010 | FM03_100 | F03 |  |  | ACTV | 2011-01-01 | DZIWULS2 | 2012-02-22 | YUNGC | 2012-06-08 | M | E_PUMP
10069058 | PUMP, SUMP, 8A, CENTER TUNNEL | E-S-C03-F-STP-BLDGR-PLUMB | [9 empty] | IE000000000010069058 | Plumbing | 14219 |  |  | NY | 0000000000 |  |  |  | EN |  | 3690 LAKESHORE ROAD | INST |  | X |  | 00:00:00 | [7 empty] | MP | 38183 | 12A1492 |  | 2003 | F03 | 2003 | PUMP | 1831010 | FM03_100 | F03 |  |  | ACTV | 2011-01-01 | ZYNDAK | 2013-07-17 | KAMINSKK | 2016-12-22 | M | E_PUMP
10069059 | MOTOR, SUMP PUMP 8A | E-S-C03-F-STP-BLDGR-PLUMB |  |  |  | SPEC 36C271S041 | [5 empty] | IE000000000010069059 | Plumbing | 14219 |  |  | NY | 0000000000 |  |  |  | EN |  | 3690 LAKESHORE ROAD | ASEQ |  | X |  | 00:00:00 | [7 empty] | BALDOR-RELIANCE | CAT# EM3610T |  |  | 2003 | F03 | 2003 | MOTOR | 1831010 | FM03_100 | F03 | 10069058 |  | ACTV | 2013-07-17 | ZYNDAK | 2013-07-17 | ZYNDAK | 2013-07-17 | M | E_MOTOR
10070573 | PUMP, SUMP, 6A, CENTER TUNNEL | E-S-C03-F-STP-BLDGR-PLUMB | 27022 | [8 empty] | IE000000000010070573 | Plumbing | 14219 |  |  | NY | 0000000000 |  |  |  | EN |  | 3690 LAKESHORE ROAD | INST |  | X |  | 00:00:00 | [7 empty] | FLOWMAX |  | 14F0514 |  | 2003 | F03 | 2003 | PUMP | 1831010 | FM03_100 | F03 |  |  | ACTV | 2014-10-20 | PINTOM | 2014-10-20 | KAMINSKK | 2016-12-22 | M | E_PUMP
10071670 | PUMP, SUMP, 8B, CENTER TUNNEL | E-S-C03-F-STP-BLDGR-PLUMB | [9 empty] | IE000000000010071670 | Plumbing |  |  |  |  | 0000000000 |  |  |  | EN |  |  | INST |  | X |  | 00:00:00 | [11 empty] | 2003 | F03 | 2003 | PUMP | 1831010 | FM03_100 | F03 |  |  | ACTV | 2011-01-01 | PINTOM | 2015-07-21 | KAMINSKK | 2016-12-22 | M | E_PUMP
10071787 | GRINDER PUMP, SUMP, PIT 20, MYERS | E-S-C03-F-STP-BLDGR-PLUMB | 27051 | [8 empty] | IE000000000010071787 | Plumbing | 14219 |  |  | NY | 0000000000 |  |  |  | EN |  | 3690 LAKESHORE ROAD | INST |  | X |  | 00:00:00 | [7 empty] | MYERS |  |  |  | 2003 | F03 | 2003 | PUMP | 1831010 | FM03_100 | F03 |  |  | ACTV | 2011-01-01 | KAMINSKK | 2016-01-12 | KAMINSKK | 2016-01-12 | M | E_PUMP
10072910 | PUMP, SUMP, SPX50, 19A | E-S-C03-F-STP-BLDGR-PLUMB | [9 empty] | IE000000000010072910 | Plumbing | 14219 |  |  | NY | 0000000000 |  |  |  | EN |  | 3690 LAKESHORE ROAD | INST |  | X |  | 00:00:00 | [7 empty] | WATSON MARLOW |  | 2683742 |  | 2003 | F03 | 2003 | PUMP | 1831010 | FM03_100 | F03 |  |  | ACTV | 2017-08-15 | PINTOM | 2017-08-15 | KAMINSKK | 2019-03-18 | M
10072911 | PUMP, SUMP, SPX50, 19B | E-S-C03-F-STP-BLDGR-PLUMB | [9 empty] | IE000000000010072911 | Plumbing | 14219 |  |  | NY | 0000000000 |  |  |  | EN |  | 3690 LAKESHORE ROAD | INST |  | X |  | 00:00:00 | [7 empty] | WATSON MARLOW |  | 2204402 |  | 2003 | F03 | 2003 | PUMP | 1831010 | FM03_100 | F03 |  |  | ACTV | 2017-08-15 | PINTOM | 2017-08-15 | KAMINSKK | 2019-03-18 | M
10002120 | GENSET, #3, EFFLUENT PUMPS, CATERPILLAR | E-S-C03-F-STP-BLDGR-PWR | 28347 | [8 empty] | IE000000000010002120 | SOUTHTOWNS POWER- SUB-STATION/EMG. POWER | 14219 |  |  | NY | 0000000000 |  |  |  | EN |  | 3690 LAKESHORE ROAD | INST |  | X |  | 00:00:00 | [7 empty] | CATERPILLAR | G3406 | 4FD01960 |  | 2003 | F03 | 2003 | GENSET | 1831010 | FM03_100 | F03 |  |  | ACTV | 2011-01-01 | DZIWULS2 | 2012-02-22 | YUNGC | 2019-01-31 | M | E_GENSET
10000546 | PUMP 1, CHEMICAL, HYPO | E-S-C03-F-STP-DISIN-SHYPO | 16012 | [8 empty] | IE000000000010000546 | Sodium Hypochlorite | 14219 |  |  | NY | 0000000000 |  |  |  | EN |  | 3690 LAKESHORE ROAD | INST |  | X |  | 00:00:00 | [7 empty] | WATSON MARLOW | 624DI |  |  | 2003 | F03 | 2003 | PUMP | 1831010 | FM03_100 | F03 |  |  | ACTV | 2011-01-01 | DZIWULS2 | 2012-02-22 | ZYNDAK | 2014-06-20 | M | E_PUMP
10000547 | MOTOR, HYPOCHLORITE PUMP 1 | E-S-C03-F-STP-DISIN-SHYPO | 16012M | [8 empty] | IE000000000010000547 | Sodium Hypochlorite | 14219 |  |  | NY | 0000000000 |  |  |  | EN |  | 3690 LAKESHORE ROAD | ASEQ |  | X |  | 00:00:00 | [11 empty] | 2003 | F03 | 2003 | MOTOR | 1831010 | FM03_100 | F03 | 10000546 |  | ACTV | 2013-03-28 | DZIWULS2 | 2012-02-22 | ZYNDAK | 2013-03-28 | M | E_MOTOR
10000548 | PUMP 2, CHEMICAL, HYPO | E-S-C03-F-STP-DISIN-SHYPO | 16013 | [8 empty] | IE000000000010000548 | Sodium Hypochlorite | 14219 |  |  | NY | 0000000000 |  |  |  | EN |  | 3690 LAKESHORE ROAD | INST |  | X |  | 00:00:00 | [7 empty] | WATSON MARLOW | 704U |  |  | 2003 | F03 | 2003 | PUMP | 1831010 | FM03_100 | F03 |  |  | ACTV | 2011-01-01 | DZIWULS2 | 2012-02-22 | ZYNDAK | 2014-06-20 | M | E_PUMP
10000549 | MOTOR, HYPOCHLORITE PUMP 2 | E-S-C03-F-STP-DISIN-SHYPO | 16013M | [8 empty] | IE000000000010000549 | Sodium Hypochlorite | 14219 |  |  | NY | 0000000000 |  |  |  | EN |  | 3690 LAKESHORE ROAD | ASEQ |  | X |  | 00:00:00 | [11 empty] | 2003 | F03 | 2003 | MOTOR | 1831010 | FM03_100 | F03 | 10000548 |  | ACTV | 2013-03-28 | DZIWULS2 | 2012-02-22 | ZYNDAK | 2013-03-28 | M | E_MOTOR
10000550 | PUMP 3, CHEMICAL, HYPO | E-S-C03-F-STP-DISIN-SHYPO | 16014 | [8 empty] | IE000000000010000550 | Sodium Hypochlorite | 14219 |  |  | NY | 0000000000 |  |  |  | EN |  | 3690 LAKESHORE ROAD | INST |  | X |  | 00:00:00 | [7 empty] | WATSON MARLOW | 624DI |  |  | 2003 | F03 | 2003 | PUMP | 1831010 | FM03_100 | F03 |  |  | ACTV | 2011-01-01 | DZIWULS2 | 2012-02-22 | ZYNDAK | 2014-06-20 | M | E_PUMP
10000551 | MOTOR, HYPOCHLORITE PUMP 3 | E-S-C03-F-STP-DISIN-SHYPO | 16014M | [8 empty] | IE000000000010000551 | Sodium Hypochlorite | 14219 |  |  | NY | 0000000000 |  |  |  | EN |  | 3690 LAKESHORE ROAD | ASEQ |  | X |  | 00:00:00 | [11 empty] | 2003 | F03 | 2003 | MOTOR | 1831010 | FM03_100 | F03 | 10000550 |  | ACTV | 2013-03-28 | DZIWULS2 | 2012-02-22 | ZYNDAK | 2013-03-28 | M | E_MOTOR
10000552 | PUMP 4, CHEMICAL, HYPO | E-S-C03-F-STP-DISIN-SHYPO | 16015 | [8 empty] | IE000000000010000552 | Sodium Hypochlorite | 14219 |  |  | NY | 0000000000 |  |  |  | EN |  | 3690 LAKESHORE ROAD | INST |  | X |  | 00:00:00 | [7 empty] | WATSON MARLOW | 624DI |  |  | 2003 | F03 | 2003 | PUMP | 1831010 | FM03_100 | F03 |  |  | ACTV | 2011-01-01 | DZIWULS2 | 2012-02-22 | ZYNDAK | 2014-06-20 | M | E_PUMP
10000553 | MOTOR, HYPOCHLORITE PUMP 4 | E-S-C03-F-STP-DISIN-SHYPO | 16015M | [8 empty] | IE000000000010000553 | Sodium Hypochlorite | 14219 |  |  | NY | 0000000000 |  |  |  | EN |  | 3690 LAKESHORE ROAD | ASEQ |  | X |  | 00:00:00 | [11 empty] | 2003 | F03 | 2003 | MOTOR | 1831010 | FM03_100 | F03 | 10000552 |  | ACTV | 2013-03-28 | DZIWULS2 | 2012-02-22 | ZYNDAK | 2013-03-28 | M | E_MOTOR
10000554 | PUMP 5, CHEMICAL, HYPO | E-S-C03-F-STP-DISIN-SHYPO | 16016 | [8 empty] | IE000000000010000554 | Sodium Hypochlorite | 14219 |  |  | NY | 0000000000 |  |  |  | EN |  | 3690 LAKESHORE ROAD | INST |  | X |  | 00:00:00 | [7 empty] | WATSON MARLOW | 704U |  |  | 2003 | F03 | 2003 | PUMP | 1831010 | FM03_100 | F03 |  |  | ACTV | 2011-01-01 | DZIWULS2 | 2012-02-22 | ZYNDAK | 2014-06-20 | M | E_PUMP
10000555 | MOTOR, HYPOCHLORITE PUMP 5 | E-S-C03-F-STP-DISIN-SHYPO | 16016M | [8 empty] | IE000000000010000555 | Sodium Hypochlorite | 14219 |  |  | NY | 0000000000 |  |  |  | EN |  | 3690 LAKESHORE ROAD | ASEQ |  | X |  | 00:00:00 | [11 empty] | 2003 | F03 | 2003 | MOTOR | 1831010 | FM03_100 | F03 | 10000554 |  | ACTV | 2013-03-28 | DZIWULS2 | 2012-02-22 | ZYNDAK | 2013-03-28 | M | E_MOTOR
10000556 | PUMP 6, CHEMICAL, HYPO | E-S-C03-F-STP-DISIN-SHYPO | 16017 | [8 empty] | IE000000000010000556 | Sodium Hypochlorite | 14219 |  |  | NY | 0000000000 |  |  |  | EN |  | 3690 LAKESHORE ROAD | INST |  | X |  | 00:00:00 | [8 empty] | 621 |  |  | 2003 | F03 | 2003 | PUMP | 1831010 | FM03_100 | F03 |  |  | ACTV | 2011-01-01 | DZIWULS2 | 2012-02-22 | ZYNDAK | 2014-06-20 | M | E_PUMP
10000557 | MOTOR, HYPOCHLORITE PUMP 6 | E-S-C03-F-STP-DISIN-SHYPO | 16017M | [8 empty] | IE000000000010000557 | Sodium Hypochlorite | 14219 |  |  | NY | 0000000000 |  |  |  | EN |  | 3690 LAKESHORE ROAD | ASEQ |  | X |  | 00:00:00 | [11 empty] | 2003 | F03 | 2003 | MOTOR | 1831010 | FM03_100 | F03 | 10000556 |  | ACTV | 2013-03-28 | DZIWULS2 | 2012-02-22 | ZYNDAK | 2013-03-28 | M | E_MOTOR
10000558 | PUMP 7, CHEMICAL, HYPO | E-S-C03-F-STP-DISIN-SHYPO | 16018 | [8 empty] | IE000000000010000558 | Sodium Hypochlorite | 14219 |  |  | NY | 0000000000 |  |  |  | EN |  | 3690 LAKESHORE ROAD | INST |  | X |  | 00:00:00 | [7 empty] | WATSON MARLOW | 624DI |  |  | 2003 | F03 | 2003 | PUMP | 1831010 | FM03_100 | F03 |  |  | ACTV | 2011-01-01 | DZIWULS2 | 2012-02-22 | LALLIR | 2016-08-05 | M | E_PUMP
10000559 | MOTOR, HYPOCHLORITE PUMP 7 | E-S-C03-F-STP-DISIN-SHYPO | 16018M | [8 empty] | IE000000000010000559 | Sodium Hypochlorite | 14219 |  |  | NY | 0000000000 |  |  |  | EN |  | 3690 LAKESHORE ROAD | ASEQ |  | X |  | 00:00:00 | [11 empty] | 2003 | F03 | 2003 | MOTOR | 1831010 | FM03_100 | F03 | 10000558 |  | ACTV | 2013-03-28 | DZIWULS2 | 2012-02-22 | ZYNDAK | 2013-03-28 | M | E_MOTOR
10000561 | PUMP 8, CHEMICAL, HYPO, PORTABLE | E-S-C03-F-STP-DISIN-SHYPO | 16021 | [8 empty] | IE000000000010000561 | Sodium Hypochlorite | 14219 |  |  | NY | 0000000000 |  |  |  | EN |  | 3690 LAKESHORE ROAD | INST |  | X |  | 00:00:00 | [7 empty] | WATSON-MARLOW | 704S-R | E100384 |  | 2003 | F03 | 2003 | PUMP | 1831010 | FM03_100 | F03 |  |  | ACTV | 2011-01-01 | DZIWULS2 | 2012-02-22 | ZYNDAK | 2014-06-20 | M | E_PUMP
10000562 | PUMP 9, CHEMICAL, HYPO, PORTABLE | E-S-C03-F-STP-DISIN-SHYPO | 16022 | [8 empty] | IE000000000010000562 | Sodium Hypochlorite | 14219 |  |  | NY | 0000000000 |  |  |  | EN |  | 3690 LAKESHORE ROAD | INST |  | X |  | 00:00:00 | [11 empty] | 2003 | F03 | 2003 | PUMP | 1831010 | FM03_100 | F03 |  |  | ACTV | 2011-01-01 | DZIWULS2 | 2012-02-22 | ZYNDAK | 2014-06-20 | M | E_PUMP
10001958 | PUMP, SAMPLE, E1 | E-S-C03-F-STP-EFFLT | 27003 | [8 empty] | IE000000000010001958 | SOUTHTOWNS TP EFFLUENT | 14219 |  |  | NY | 0000000000 |  |  |  | EN |  | 3690 LAKESHORE ROAD | INST |  | X |  | 00:00:00 | [11 empty] | 2003 | F03 | 2003 | PUMP | 1831010 | FM03_100 | F03 |  |  | ACTV | 2016-02-04 | DZIWULS2 | 2012-02-22 | CURRENTJ | 2016-02-04 | M | E_PUMP
10001960 | MOTOR, SAMPLE PUMP E1 | E-S-C03-F-STP-EFFLT | 27003M | [8 empty] | IE000000000010001960 | SOUTHTOWNS TP EFFLUENT | 14219 |  |  | NY | 0000000000 |  |  |  | EN |  | 3690 LAKESHORE ROAD | ASEQ |  | X |  | 00:00:00 | [11 empty] | 2003 | F03 | 2003 | MOTOR | 1831010 | FM03_100 | F03 | 10001958 |  | ACTV | 2016-02-04 | DZIWULS2 | 2012-02-22 | CURRENTJ | 2016-02-04 | M | E_MOTOR
10001961 | PUMP, SUBMERSIBLE, SAMPLE, E1 | E-S-C03-F-STP-EFFLT | 27004 | [8 empty] | IE000000000010001961 | SOUTHTOWNS TP EFFLUENT | 14219 |  |  | NY | 0000000000 |  |  |  | EN |  | 3690 LAKESHORE ROAD | INST |  | X |  | 00:00:00 | [7 empty] | ISCO | 6172 |  |  | 2003 | F03 | 2003 | PUMP | 1831010 | FM03_100 | F03 |  |  | ACTV | 2016-02-04 | DZIWULS2 | 2012-02-22 | CURRENTJ | 2016-02-04 | M | E_PUMP
10001962 | PUMP, SAMPLE, COMBINED EFF 003 | E-S-C03-F-STP-EFFLT | 27005 |  |  | 91536275 | [5 empty] | IE000000000010001962 | SOUTHTOWNS TP EFFLUENT | 14219 |  |  | NY | 0000000000 |  |  |  | EN |  | 3690 LAKESHORE ROAD | INST |  | X |  | 00:00:00 | [7 empty] | GRUNDFOS | 10S20-27 | SUBMERSIBLE WELL PUMP |  | 2003 | F03 | 2003 | PUMP | 1831010 | FM03_100 | F03 |  |  | ACTV | 2018-01-26 | DZIWULS2 | 2012-02-22 | KAMINSKK | 2018-01-26 | M | E_PUMP
10001589 | CONTROLLER, ORF DECANT PUMP | E-S-C03-F-STP-EFFLT-OUTFL | 25029 | [8 empty] | IE000000000010001589 | Outfall | 14219 |  |  | NY | 0000000000 |  |  |  | EN |  | 3690 LAKESHORE ROAD | INST |  | X |  | 00:00:00 | [11 empty] | 2003 | F03 | 2003 | CONTROL | 1831010 | FM03_100 | F03 |  |  | ACTV | 2011-01-01 | DZIWULS2 | 2012-02-22 | YUNGC | 2012-06-08 | M | E_CONTROL
10002073 | CONTROL PANEL, ORF EFFLUENT SAMPLE PUMP | E-S-C03-F-STP-EFFLT-OUTFL | 27058 | [8 empty] | IE000000000010002073 | Outfall | 14219 |  |  | NY | 0000000000 |  |  |  | EN |  | 3690 LAKESHORE ROAD | INST |  | X |  | 00:00:00 | [11 empty] | 2003 | F03 | 2003 | CONTROL | 1831010 | FM03_100 | F03 |  |  | ACTV | 2011-01-01 | DZIWULS2 | 2012-02-22 | YUNGC | 2012-06-08 | M | E_CONTROL
10000567 | PUMP 1, SCREW, EFFLUENT, NORTH | E-S-C03-F-STP-EFFLT-PUMP | 17100 | [8 empty] | IE000000000010000567 | Effluent Pumping | 14219 |  |  | NY | 0000000000 |  |  |  | EN |  | 3690 LAKESHORE ROAD | INST |  | X |  | 00:00:00 | [7 empty] | PASSAVANT | 3200 | 78-65-012 |  | 2003 | F03 | 2003 | PUMP | 1831010 | FM03_100 | F03 |  |  | ACTV | 2011-01-01 | DZIWULS2 | 2012-02-22 | KAMINSKK | 2014-04-25 | M | E_PUMP
10000569 | MOTOR, EFFLUENT SCREW PUMP 1 | E-S-C03-F-STP-EFFLT-PUMP | 17100M | [8 empty] | IE000000000010000569 | Effluent Pumping | 14219 |  |  | NY | 0000000000 |  |  |  | EN |  | 3690 LAKESHORE ROAD | ASEQ |  | X |  | 00:00:00 | [11 empty] | 2003 | F03 | 2003 | MOTOR | 1831010 | FM03_100 | F03 | 10000567 |  | ACTV | 2013-03-15 | DZIWULS2 | 2012-02-22 | ZYNDAK | 2013-03-15 | M | E_MOTOR
10000570 | LUBEPUMP, POSITIVE DISP, EFFLUENT 1 | E-S-C03-F-STP-EFFLT-PUMP | 17110 | [8 empty] | IE000000000010000570 | Effluent Pumping | 14219 |  |  | NY | 0000000000 |  |  |  | EN |  | 3690 LAKESHORE ROAD | ASEQ |  | X |  | 00:00:00 | [7 empty] | WOERNER |  |  |  | 2003 | F03 | 2003 | PUMP | 1831010 | FM03_100 | F03 | 10000567 |  | ACTV | 2013-03-15 | DZIWULS2 | 2012-02-22 | KAMINSKK | 2014-04-25 | M | E_PUMP
10000571 | MOTOR, EFFLUENT LUBE PUMP 1 | E-S-C03-F-STP-EFFLT-PUMP | 17110M | [8 empty] | IE000000000010000571 | Effluent Pumping | 14219 |  |  | NY | 0000000000 |  |  |  | EN |  | 3690 LAKESHORE ROAD | ASEQ |  | X |  | 00:00:00 | [11 empty] | 2003 | F03 | 2003 | MOTOR | 1831010 | FM03_100 | F03 | 10000570 |  | ACTV | 2013-03-15 | DZIWULS2 | 2012-02-22 | ZYNDAK | 2013-03-15 | M | E_MOTOR
10000572 | PUMP 2, SCREW, EFFLUENT, CENTER | E-S-C03-F-STP-EFFLT-PUMP | 17200 | [8 empty] | IE000000000010000572 | Effluent Pumping | 14219 |  |  | NY | 0000000000 |  |  |  | EN |  | 3690 LAKESHORE ROAD | INST |  | X |  | 00:00:00 | [7 empty] | PASSAVANT | 3200 | 76-65-013 |  | 2003 | F03 | 2003 | PUMP | 1831010 | FM03_100 | F03 |  |  | ACTV | 2011-01-01 | DZIWULS2 | 2012-02-22 | KAMINSKK | 2014-04-25 | M | E_PUMP
10000574 | MOTOR, EFFLUENT SCREW PUMP 2 | E-S-C03-F-STP-EFFLT-PUMP | 17200M | [8 empty] | IE000000000010000574 | Effluent Pumping | 14219 |  |  | NY | 0000000000 |  |  |  | EN |  | 3690 LAKESHORE ROAD | ASEQ |  | X |  | 00:00:00 | [11 empty] | 2003 | F03 | 2003 | MOTOR | 1831010 | FM03_100 | F03 | 10000572 |  | ACTV | 2013-03-15 | DZIWULS2 | 2012-02-22 | ZYNDAK | 2013-03-15 | M | E_MOTOR
10000575 | LUBEPUMP, POSITIVE DISP, EFFLUENT 2 | E-S-C03-F-STP-EFFLT-PUMP | 17210 | [8 empty] | IE000000000010000575 | Effluent Pumping | 14219 |  |  | NY | 0000000000 |  |  |  | EN |  | 3690 LAKESHORE ROAD | ASEQ |  | X |  | 00:00:00 | [7 empty] | WOERNER |  |  |  | 2003 | F03 | 2003 | PUMP | 1831010 | FM03_100 | F03 | 10000572 |  | ACTV | 2013-03-16 | DZIWULS2 | 2012-02-22 | KAMINSKK | 2014-04-25 | M | E_PUMP
10000576 | MOTOR, EFFLUENT LUBE PUMP 2 | E-S-C03-F-STP-EFFLT-PUMP | 17210M | [8 empty] | IE000000000010000576 | Effluent Pumping | 14219 |  |  | NY | 0000000000 |  |  |  | EN |  | 3690 LAKESHORE ROAD | ASEQ |  | X |  | 00:00:00 | [11 empty] | 2003 | F03 | 2003 | MOTOR | 1831010 | FM03_100 | F03 | 10000575 |  | ACTV | 2013-03-16 | DZIWULS2 | 2012-02-22 | ZYNDAK | 2013-03-16 | M | E_MOTOR
10000577 | PUMP 3, SCREW, EFFLUENT, SOUTH | E-S-C03-F-STP-EFFLT-PUMP | 17300 | [8 empty] | IE000000000010000577 | Effluent Pumping | 14219 |  |  | NY | 0000000000 |  |  |  | EN |  | 3690 LAKESHORE ROAD | INST |  | X |  | 00:00:00 | [7 empty] | PASSAVANT | 3200 | 78-65-014 |  | 2003 | F03 | 2003 | PUMP | 1831010 | FM03_100 | F03 |  |  | ACTV | 2013-03-16 | DZIWULS2 | 2012-02-22 | KAMINSKK | 2014-04-25 | M | E_PUMP
10000579 | MOTOR, EFFLUENT SCREW PUMP 3 | E-S-C03-F-STP-EFFLT-PUMP | 17300M | [8 empty] | IE000000000010000579 | Effluent Pumping | 14219 |  |  | NY | 0000000000 |  |  |  | EN |  | 3690 LAKESHORE ROAD | ASEQ |  | X |  | 00:00:00 | [11 empty] | 2003 | F03 | 2003 | MOTOR | 1831010 | FM03_100 | F03 | 10000577 |  | ACTV | 2013-03-15 | DZIWULS2 | 2012-02-22 | ZYNDAK | 2013-03-15 | M | E_MOTOR
10000580 | LUBEPUMP, POSITIVE DISP, EFFLUENT 3 | E-S-C03-F-STP-EFFLT-PUMP | 17310 | [8 empty] | IE000000000010000580 | Effluent Pumping | 14219 |  |  | NY | 0000000000 |  |  |  | EN |  | 3690 LAKESHORE ROAD | ASEQ |  | X |  | 00:00:00 | [7 empty] | WOERNER |  |  |  | 2003 | F03 | 2003 | PUMP | 1831010 | FM03_100 | F03 | 10000577 |  | ACTV | 2013-03-16 | DZIWULS2 | 2012-02-22 | KAMINSKK | 2014-04-25 | M | E_PUMP
10000581 | MOTOR, EFFLUENT LUBE PUMP 3 | E-S-C03-F-STP-EFFLT-PUMP | 17310M | [8 empty] | IE000000000010000581 | Effluent Pumping | 14219 |  |  | NY | 0000000000 |  |  |  | EN |  | 3690 LAKESHORE ROAD | ASEQ |  | X |  | 00:00:00 | [11 empty] | 2003 | F03 | 2003 | MOTOR | 1831010 | FM03_100 | F03 | 10000580 |  | ACTV | 2013-03-15 | DZIWULS2 | 2012-02-22 | ZYNDAK | 2013-03-15 | M | E_MOTOR
10000582 | PUMP 4, EFFLUENT | E-S-C03-F-STP-EFFLT-PUMP | 17400 | [8 empty] | IE000000000010000582 | Effluent Pumping | 14219 |  |  | NY | 0000000000 |  |  |  | EN |  | 3690 LAKESHORE ROAD | INST |  | X |  | 00:00:00 | [7 empty] | FAIRBANKS MORSE | 8312 | K4H2-080085 |  | 2003 | F03 | 2003 | VFD | 1831010 | FM03_100 | F03 |  |  | ACTV | 2011-01-01 | DZIWULS2 | 2012-02-22 | PINTOM | 2015-06-10 | M | E_VFD
10000583 | MOTOR, EFF PUMP 4 | E-S-C03-F-STP-EFFLT-PUMP | 17401 | [8 empty] | IE000000000010000583 | Effluent Pumping | 14219 |  |  | NY | 0000000000 |  |  |  | EN |  | 3690 LAKESHORE ROAD | ASEQ |  | X |  | 00:00:00 | [8 empty] | US MOTOR PREM EFF IN | C02 97110926-001R |  | 2003 | F03 | 2003 | MOTOR | 1831010 | FM03_100 | F03 | 10000582 |  | ACTV | 2013-03-15 | DZIWULS2 | 2012-02-22 | KAMINSKK | 2018-08-27 | M | E_MOTOR
10000585 | EFFLUENT VFD PUMP CONTROL | E-S-C03-F-STP-EFFLT-PUMP | 17403 | [8 empty] | IE000000000010000585 | Effluent Pumping | 14219 |  |  | NY | 0000000000 |  |  |  | EN |  | 3690 LAKESHORE ROAD | INST |  | X |  | 00:00:00 | [11 empty] | 2003 | F03 | 2003 | MCC | 1831010 | FM03_100 | F03 |  |  | ACTV | 2011-01-01 | DZIWULS2 | 2012-02-22 | YUNGC | 2012-06-08 | M | E_MCC
10000586 | PUMP 5, EFFLUENT | E-S-C03-F-STP-EFFLT-PUMP | 17500 | [8 empty] | IE000000000010000586 | Effluent Pumping | 14219 |  |  | NY | 0000000000 |  |  |  | EN |  | 3690 LAKESHORE ROAD | INST |  | X |  | 00:00:00 | [7 empty] | FAIRBANKS MORSE | 8312 | K4H2-080086 |  | 2003 | F03 | 2003 | VFD | 1831010 | FM03_100 | F03 |  |  | ACTV | 2011-01-01 | DZIWULS2 | 2012-02-22 | PINTOM | 2015-06-10 | M | E_VFD
10000587 | MOTOR, EFF PUMP 5 | E-S-C03-F-STP-EFFLT-PUMP | 17501 | [8 empty] | IE000000000010000587 | Effluent Pumping | 14219 |  |  | NY | 0000000000 |  |  |  | EN |  | 3690 LAKESHORE ROAD | ASEQ |  | X |  | 00:00:00 | [8 empty] | US MOTOR PREM EFF IN | C02-97110942-001R |  | 2003 | F03 | 2003 | MOTOR | 1831010 | FM03_100 | F03 | 10000586 |  | ACTV | 2013-03-15 | DZIWULS2 | 2012-02-22 | KAMINSKK | 2018-08-27 | M | E_MOTOR
10001950 | PUMP, SAMPLE, I1 | E-S-C03-F-STP-INFLT | 27001 | [8 empty] | IE000000000010001950 | SOUTHTOWNS TP INFLUENT PROCESSING | 14219 |  |  | NY | 0000000000 |  |  |  | EN |  | 3690 LAKESHORE ROAD | INST |  | X |  | 00:00:00 | [7 empty] | WORTHINGTON | D1212 I | Y677805 |  | 2003 | F03 | 2003 | PUMP | 1831010 | FM03_100 | F03 |  |  | ACTV | 2011-01-01 | DZIWULS2 | 2012-02-22 | YUNGC | 2012-06-08 | M | E_PUMP
10001953 | MOTOR, SAMPLE PUMP I1 | E-S-C03-F-STP-INFLT | 27001M | [8 empty] | IE000000000010001953 | SOUTHTOWNS TP INFLUENT PROCESSING | 14219 |  |  | NY | 0000000000 |  |  |  | EN |  | 3690 LAKESHORE ROAD | ASEQ |  | X |  | 00:00:00 | [11 empty] | 2003 | F03 | 2003 | MOTOR | 1831010 | FM03_100 | F03 | 10001950 |  | ACTV | 2013-03-28 | DZIWULS2 | 2012-02-22 | ZYNDAK | 2013-03-28 | M | E_MOTOR
10001954 | PUMP, SAMPLE, I2 | E-S-C03-F-STP-INFLT | 27002 | [8 empty] | IE000000000010001954 | SOUTHTOWNS TP INFLUENT PROCESSING | 14219 |  |  | NY | 0000000000 |  |  |  | EN |  | 3690 LAKESHORE ROAD | INST |  | X |  | 00:00:00 | [7 empty] | PEERLESS | 8196 MPE | 2696714 |  | 2003 | F03 | 2003 | PUMP | 1831010 | FM03_100 | F03 |  |  | ACTV | 2011-01-01 | DZIWULS2 | 2012-02-22 | ZYNDAK | 2014-06-20 | M | E_PUMP
10001957 | MOTOR, SAMPLE PUMP I2 | E-S-C03-F-STP-INFLT | 27002M | [8 empty] | IE000000000010001957 | SOUTHTOWNS TP INFLUENT PROCESSING | 14219 |  |  | NY | 0000000000 |  |  |  | EN |  | 3690 LAKESHORE ROAD | ASEQ |  | X |  | 00:00:00 | [11 empty] | 2003 | F03 | 2003 | MOTOR | 1831010 | FM03_100 | F03 | 10001954 |  | ACTV | 2013-03-28 | DZIWULS2 | 2012-02-22 | ZYNDAK | 2013-03-28 | M | E_MOTOR
10002292 | PUMP 1, CHEMICAL, ODOR | E-S-C03-F-STP-INFLT | 33100 | [8 empty] | IE000000000010002292 | SOUTHTOWNS TP INFLUENT PROCESSING | 14219 |  |  | NY | 0000000000 |  |  |  | EN |  | 3690 LAKESHORE ROAD | INST |  | X |  | 00:00:00 | [7 empty] | PULSATRON | LPA2SA-PTC1-XXX | 0403100440 |  | 2003 | F03 | 2003 | PUMP | 1831010 | FM03_100 | F03 |  |  | ACTV | 2011-01-01 | DZIWULS2 | 2012-02-22 | YUNGC | 2012-06-08 | M | E_PUMP
10005540 | MOTOR, INF SAMPLING PUMP 1 | E-S-C03-F-STP-INFLT | SAP001210 | [8 empty] | IE000000000010005540 | SOUTHTOWNS TP INFLUENT PROCESSING | 14219 |  |  | NY | 0000000000 |  |  |  | EN |  | 3690 LAKESHORE ROAD | INST |  | X |  | 00:00:00 | [11 empty] | 2003 | F03 | 2003 | MOTOR | 1831010 | FM03_100 | F03 |  |  | ACTV | 2011-01-01 | DZIWULS2 | 2012-02-22 | YUNGC | 2012-06-08 | M | E_MOTOR
10005542 | MOTOR, GLYCOL PUMP, 2 & 3 | E-S-C03-F-STP-INFLT | SAP001212 | [8 empty] | IE000000000010005542 | SOUTHTOWNS TP INFLUENT PROCESSING | 14219 |  |  | NY | 0000000000 |  |  |  | EN |  | 3690 LAKESHORE ROAD | INST |  | X |  | 00:00:00 | [11 empty] | 2003 | F03 | 2003 | MOTOR | 1831010 | FM03_100 | F03 |  |  | ACTV | 2011-01-01 | DZIWULS2 | 2012-02-22 | YUNGC | 2012-06-08 | M | E_MOTOR
10005544 | MOTOR, GLYCOL PUMP | E-S-C03-F-STP-INFLT | SAP001214 | [8 empty] | IE000000000010005544 | SOUTHTOWNS TP INFLUENT PROCESSING | 14219 |  |  | NY | 0000000000 |  |  |  | EN |  | 3690 LAKESHORE ROAD | INST |  | X |  | 00:00:00 | [11 empty] | 2003 | F03 | 2003 | MOTOR | 1831010 | FM03_100 | F03 |  |  | ACTV | 2011-01-01 | DZIWULS2 | 2012-02-22 | YUNGC | 2012-06-08 | M | E_MOTOR
10005571 | MOTOR, INF SAMPLING PUMP 3 | E-S-C03-F-STP-INFLT | SAP001241 | [8 empty] | IE000000000010005571 | SOUTHTOWNS TP INFLUENT PROCESSING | 14219 |  |  | NY | 0000000000 |  |  |  | EN |  | 3690 LAKESHORE ROAD | INST |  | X |  | 00:00:00 | [11 empty] | 2003 | F03 | 2003 | MOTOR | 1831010 | FM03_100 | F03 |  |  | ACTV | 2011-01-01 | DZIWULS2 | 2012-02-22 | YUNGC | 2012-06-08 | M | E_MOTOR
10005577 | MOTOR, INF SAMPLING PUMP 2 | E-S-C03-F-STP-INFLT | SAP001247 | [8 empty] | IE000000000010005577 | SOUTHTOWNS TP INFLUENT PROCESSING | 14219 |  |  | NY | 0000000000 |  |  |  | EN |  | 3690 LAKESHORE ROAD | INST |  | X |  | 00:00:00 | [11 empty] | 2003 | F03 | 2003 | MOTOR | 1831010 | FM03_100 | F03 |  |  | ACTV | 2011-01-01 | DZIWULS2 | 2012-02-22 | YUNGC | 2012-06-08 | M | E_MOTOR
10005735 | PUMP 2, CHEMICAL, ODOR | E-S-C03-F-STP-INFLT | SAP001405 | [8 empty] | IE000000000010005735 | SOUTHTOWNS TP INFLUENT PROCESSING | 14219 |  |  | NY | 0000000000 |  |  |  | EN |  | 3690 LAKESHORE ROAD | INST |  | X |  | 00:00:00 | [7 empty] | MILTON ROY | B931-360BI | 000912485 |  | 2003 | F03 | 2003 | PUMP | 1831010 | FM03_100 | F03 |  |  | ACTV | 2011-01-01 | DZIWULS2 | 2012-02-22 | YUNGC | 2012-06-08 | M | E_PUMP
10005740 | PUMP 3, CHEMICAL, GLYCOL | E-S-C03-F-STP-INFLT | SAP001410 | [8 empty] | IE000000000010005740 | SOUTHTOWNS TP INFLUENT PROCESSING | 14219 |  |  | NY | 0000000000 |  |  |  | EN |  | 3690 LAKESHORE ROAD | INST |  | X |  | 00:00:00 | [11 empty] | 2003 | F03 | 2003 | PUMP | 1831010 | FM03_100 | F03 |  |  | ACTV | 2011-01-01 | DZIWULS2 | 2012-02-22 | YUNGC | 2012-06-08 | M | E_PUMP
10005741 | PUMP 2, CHEMICAL, GLYCOL | E-S-C03-F-STP-INFLT | SAP001411 | [8 empty] | IE000000000010005741 | SOUTHTOWNS TP INFLUENT PROCESSING | 14219 |  |  | NY | 0000000000 |  |  |  | EN |  | 3690 LAKESHORE ROAD | INST |  | X |  | 00:00:00 | [11 empty] | 2003 | F03 | 2003 | PUMP | 1831010 | FM03_100 | F03 |  |  | ACTV | 2011-01-01 | DZIWULS2 | 2012-02-22 | YUNGC | 2012-06-08 | M | E_PUMP
10005744 | PUMP 1, CHEMICAL, GLYCOL | E-S-C03-F-STP-INFLT | SAP001414 | [8 empty] | IE000000000010005744 | SOUTHTOWNS TP INFLUENT PROCESSING | 14219 |  |  | NY | 0000000000 |  |  |  | EN |  | 3690 LAKESHORE ROAD | INST |  | X |  | 00:00:00 | [11 empty] | 2003 | F03 | 2003 | PUMP | 1831010 | FM03_100 | F03 |  |  | ACTV | 2011-01-01 | DZIWULS2 | 2012-02-22 | YUNGC | 2012-06-08 | M | E_PUMP
10005736 | PUMP, HYDRAULIC, BARSCREEN | E-S-C03-F-STP-INFLT-BSCRN | SAP001406 | [8 empty] | IE000000000010005736 | Bar screens | 14219 |  |  | NY | 0000000000 |  |  |  | EN |  | 3690 LAKESHORE ROAD | INST |  | X |  | 00:00:00 | [7 empty] | PARKER | 1S149WM2CC178 | 16L0 |  | 2003 | F03 | 2003 | PUMP | 1831010 | FM03_100 | F03 |  |  | ACTV | 2011-01-01 | DZIWULS2 | 2012-02-22 | YUNGC | 2012-06-08 | M | E_PUMP
10000013 | PUMP 1, SCREW, INFLUENT, NORTH | E-S-C03-F-STP-INFLT-INPMP | 11100 |  |  | 83.258 RATIO | [5 empty] | IE000000000010000013 | Influent Pumps | 14219 |  |  | NY | 0000000000 |  |  |  | EN |  | 3690 LAKESHORE ROAD | INST |  | X |  | 00:00:00 | [7 empty] | PASSAVANT | 1803-HLE | 409189 |  | 2003 | F03 | 2003 | PUMP | 1831010 | FM03_100 | F03 |  |  | ACTV | 2020-09-10 | DZIWULS2 | 2012-02-22 | BROWNK | 2020-09-10 | M | E_PUMP
10000015 | MOTOR, INFLUENT SCREW PUMP 1 | E-S-C03-F-STP-INFLT-INPMP | 11100M | [8 empty] | IE000000000010000015 | Influent Pumps | 14219 |  |  | NY | 0000000000 |  |  |  | EN |  | 3690 LAKESHORE ROAD | ASEQ |  | X |  | 00:00:00 | [11 empty] | 2003 | F03 | 2003 | MOTOR | 1831010 | FM03_100 | F03 | 10000013 |  | ACTV | 2013-03-16 | DZIWULS2 | 2012-02-22 | ZYNDAK | 2013-07-18 | M | E_MOTOR
10000016 | LUBEPUMP, POSITIVE DISP, INFLUENT 1 | E-S-C03-F-STP-INFLT-INPMP | 11110 | [8 empty] | IE000000000010000016 | Influent Pumps | 14219 |  |  | NY | 0000000000 |  |  |  | EN |  | 3690 LAKESHORE ROAD | ASEQ |  | X |  | 00:00:00 | [7 empty] | WOERNER |  |  |  | 2003 | F03 | 2003 | PUMP | 1831010 | FM03_100 | F03 | 10000013 |  | ACTV | 2013-03-16 | DZIWULS2 | 2012-02-22 | KAMINSKK | 2014-04-25 | M | E_PUMP
10000017 | MOTOR, INFLUENT LUBE PUMP 1 | E-S-C03-F-STP-INFLT-INPMP | 11110M | [8 empty] | IE000000000010000017 | Influent Pumps | 14219 |  |  | NY | 0000000000 |  |  |  | EN |  | 3690 LAKESHORE ROAD | ASEQ |  | X |  | 00:00:00 | [11 empty] | 2003 | F03 | 2003 | MOTOR | 1831010 | FM03_100 | F03 | 10000016 |  | ACTV | 2013-03-16 | DZIWULS2 | 2012-02-22 | ZYNDAK | 2013-03-16 | M | E_MOTOR
10000018 | PUMP 2, SCREW, INFLUENT , CENTER | E-S-C03-F-STP-INFLT-INPMP | 11200 |  |  | 83.258 RATIO | [5 empty] | IE000000000010000018 | Influent Pumps | 14219 |  |  | NY | 0000000000 |  |  |  | EN |  | 3690 LAKESHORE ROAD | INST |  | X |  | 00:00:00 | [7 empty] | PASSAVANT | 1803-HLE | 409189 |  | 2003 | F03 | 2003 | PUMP | 1831010 | FM03_100 | F03 |  |  | ACTV | 2020-09-10 | DZIWULS2 | 2012-02-22 | BROWNK | 2020-09-10 | M | E_PUMP
10000019 | MOTOR, INFLUENT SCREW PUMP 2 | E-S-C03-F-STP-INFLT-INPMP | 11200M | [8 empty] | IE000000000010000019 | Influent Pumps | 14219 |  |  | NY | 0000000000 |  |  |  | EN |  | 3690 LAKESHORE ROAD | ASEQ |  | X |  | 00:00:00 | [11 empty] | 2003 | F03 | 2003 | MOTOR | 1831010 | FM03_100 | F03 | 10000018 |  | ACTV | 2013-03-16 | DZIWULS2 | 2012-02-22 | ZYNDAK | 2013-03-16 | M | E_MOTOR
10000020 | LUBEPUMP, POSITIVE DISP, INFLUENT 2 | E-S-C03-F-STP-INFLT-INPMP | 11210 | [8 empty] | IE000000000010000020 | Influent Pumps | 14219 |  |  | NY | 0000000000 |  |  |  | EN |  | 3690 LAKESHORE ROAD | ASEQ |  | X |  | 00:00:00 | [7 empty] | WOERNER |  |  |  | 2003 | F03 | 2003 | PUMP | 1831010 | FM03_100 | F03 | 10000018 |  | ACTV | 2013-03-16 | DZIWULS2 | 2012-02-22 | KAMINSKK | 2014-04-25 | M | E_PUMP
10000021 | MOTOR, INFLUENT LUBE PUMP 2 | E-S-C03-F-STP-INFLT-INPMP | 11210M | [8 empty] | IE000000000010000021 | Influent Pumps | 14219 |  |  | NY | 0000000000 |  |  |  | EN |  | 3690 LAKESHORE ROAD | ASEQ |  | X |  | 00:00:00 | [11 empty] | 2003 | F03 | 2003 | MOTOR | 1831010 | FM03_100 | F03 | 10000020 |  | ACTV | 2013-03-16 | DZIWULS2 | 2012-02-22 | ZYNDAK | 2013-03-16 | M | E_MOTOR
10000022 | PUMP 3, SCREW, INFLUENT, SOUTH | E-S-C03-F-STP-INFLT-INPMP | 11300 |  |  | 83.258 RATIO | [5 empty] | IE000000000010000022 | Influent Pumps | 14219 |  |  | NY | 0000000000 |  |  |  | EN |  | 3690 LAKESHORE ROAD | INST |  | X |  | 00:00:00 | [7 empty] | PASSAVANT | 1803-HLE | 409189 |  | 2003 | F03 | 2003 | PUMP | 1831010 | FM03_100 | F03 |  |  | ACTV | 2020-09-10 | DZIWULS2 | 2012-02-22 | BROWNK | 2020-09-10 | M | E_PUMP
10000023 | MOTOR, INFLUENT SCREW PUMP 3 | E-S-C03-F-STP-INFLT-INPMP | 11300M | [8 empty] | IE000000000010000023 | Influent Pumps | 14219 |  |  | NY | 0000000000 |  |  |  | EN |  | 3690 LAKESHORE ROAD | ASEQ |  | X |  | 00:00:00 | [11 empty] | 2003 | F03 | 2003 | MOTOR | 1831010 | FM03_100 | F03 | 10000022 |  | ACTV | 2013-03-16 | DZIWULS2 | 2012-02-22 | ZYNDAK | 2013-03-16 | M | E_MOTOR
10000024 | LUBEPUMP, POSITIVE DISP, INFLUENT 3 | E-S-C03-F-STP-INFLT-INPMP | 11310 | [8 empty] | IE000000000010000024 | Influent Pumps | 14219 |  |  | NY | 0000000000 |  |  |  | EN |  | 3690 LAKESHORE ROAD | ASEQ |  | X |  | 00:00:00 | [7 empty] | WOERNER |  |  |  | 2003 | F03 | 2003 | PUMP | 1831010 | FM03_100 | F03 | 10000022 |  | ACTV | 2013-03-16 | DZIWULS2 | 2012-02-22 | KAMINSKK | 2014-04-25 | M | E_PUMP
10000025 | MOTOR, INFLUENT LUBE PUMP 3 | E-S-C03-F-STP-INFLT-INPMP | 11310M | [8 empty] | IE000000000010000025 | Influent Pumps | 14219 |  |  | NY | 0000000000 |  |  |  | EN |  | 3690 LAKESHORE ROAD | ASEQ |  | X |  | 00:00:00 | [11 empty] | 2003 | F03 | 2003 | MOTOR | 1831010 | FM03_100 | F03 | 10000024 |  | ACTV | 2013-03-16 | DZIWULS2 | 2012-02-22 | ZYNDAK | 2013-03-16 | M | E_MOTOR
10000026 | PUMP, SUBMERSIBLE, INFLUENT | E-S-C03-F-STP-INFLT-INPMP | 11400 | [8 empty] | IE000000000010000026 | Influent Pumps | 14219 |  |  | NY | 0000000000 |  |  |  | EN |  | 3690 LAKESHORE ROAD | INST |  | X |  | 00:00:00 | [7 empty] | FLYGT |  | 3500.820-20050804 |  | 2003 | F03 | 2003 | PUMP | 1831010 | FM03_100 | F03 |  |  | ACTV | 2011-01-01 | DZIWULS2 | 2012-02-22 | KAMINSKK | 2019-01-28 | M | E_PUMP
10005494 | PANEL, CONTROL, INF SUBMERSIBLE PUMP | E-S-C03-F-STP-INFLT-INPMP | SAP001164 | [8 empty] | IE000000000010005494 | Influent Pumps | 14219 |  |  | NY | 0000000000 |  |  |  | EN |  | 3690 LAKESHORE ROAD | INST |  | X |  | 00:00:00 | [7 empty] | ABB |  |  |  | 2003 | F03 | 2003 | CONTROL | 1831010 | FM03_100 | F03 |  |  | ACTV | 2011-01-01 | DZIWULS2 | 2012-02-22 | YUNGC | 2012-06-08 | M | E_CONTROL
10005495 | PANEL, CONTROL, E1 SAMPLE PUMP SP 1O1 | E-S-C03-F-STP-INFLT-INPMP | SAP001165 | [8 empty] | IE000000000010005495 | Influent Pumps | 14219 |  |  | NY | 0000000000 |  |  |  | EN |  | 3690 LAKESHORE ROAD | INST |  | X |  | 00:00:00 | [7 empty] | CUTLER HAMMER |  |  |  | 2003 | F03 | 2003 | CONTROL | 1831010 | FM03_100 | F03 |  |  | ACTV | 2011-01-01 | DZIWULS2 | 2012-02-22 | YUNGC | 2012-06-08 | M | E_CONTROL
10005760 | EMG SHUT OFF SWITCHES FOR SCREW PUMPS | E-S-C03-F-STP-INFLT-INPMP | SAP001430 | [8 empty] | IE000000000010005760 | Influent Pumps | 14219 |  |  | NY | 0000000000 |  |  |  | EN |  | 3690 LAKESHORE ROAD | INST |  | X |  | 00:00:00 | [11 empty] | 2003 | F03 | 2003 | ELECTRIC | 1831010 | FM03_100 | F03 |  |  | ACTV | 2011-01-01 | DZIWULS2 | 2012-02-22 | YUNGC | 2012-06-08 | M | E_ELECTRIC
10073857 | PUMP, SUBMERSIBLE, INFLUENT, PUMP #1 | E-S-C03-F-STP-INFLT-ISPS | [9 empty] | IE000000000010073857 | INFLUENT SUBMERSIBLE PUMP STATION | 14219 |  |  | NY | 0000000000 |  |  |  | EN |  | 3690 LAKESHORE ROAD | INST |  | X |  | 00:00:00 | [7 empty] | FLYGT |  | 3531.775-1531002 |  | 2003 | F03 | 2003 | PUMP | 1831010 | FM03_100 | F03 |  |  | ACTV | 2016-01-01 | KAMINSKK | 2018-08-27 | KAMINSKK | 2018-08-27 | M | E_PUMP
10073858 | PUMP, SUBMERSIBLE, INFLUENT, PUMP #2 | E-S-C03-F-STP-INFLT-ISPS | [9 empty] | IE000000000010073858 | INFLUENT SUBMERSIBLE PUMP STATION | 14219 |  |  | NY | 0000000000 |  |  |  | EN |  | 3690 LAKESHORE ROAD | INST |  | X |  | 00:00:00 | [7 empty] | FLYGT |  | 3602.915-1531173 |  | 2003 | F03 | 2003 | PUMP | 1831010 | FM03_100 | F03 |  |  | ACTV | 2016-01-01 | KAMINSKK | 2018-08-27 | KAMINSKK | 2018-08-27 | M | E_PUMP
10073859 | PUMP, SUBMERSIBLE, INFLUENT, PUMP #3 | E-S-C03-F-STP-INFLT-ISPS | [9 empty] | IE000000000010073859 | INFLUENT SUBMERSIBLE PUMP STATION | 14219 |  |  | NY | 0000000000 |  |  |  | EN |  | 3690 LAKESHORE ROAD | INST |  | X |  | 00:00:00 | [7 empty] | FLYGT |  | 3531.775-1531003 |  | 2003 | F03 | 2003 | PUMP | 1831010 | FM03_100 | F03 |  |  | ACTV | 2016-01-01 | KAMINSKK | 2018-08-27 | KAMINSKK | 2018-08-27 | M | E_PUMP
10073860 | PUMP, SUBMERSIBLE, INFLUENT, PUMP #4 | E-S-C03-F-STP-INFLT-ISPS | [9 empty] | IE000000000010073860 | INFLUENT SUBMERSIBLE PUMP STATION | 14219 |  |  | NY | 0000000000 |  |  |  | EN |  | 3690 LAKESHORE ROAD | INST |  | X |  | 00:00:00 | [7 empty] | FLYGT |  | 3602.915-1531174 |  | 2003 | F03 | 2003 | PUMP | 1831010 | FM03_100 | F03 |  |  | ACTV | 2016-01-01 | KAMINSKK | 2018-08-27 | KAMINSKK | 2018-08-27 | M | E_PUMP
10079886 | PUMP, SUMP, ISPS | E-S-C03-F-STP-INFLT-ISPS | [9 empty] | IE000000000010079886 | INFLUENT SUBMERSIBLE PUMP STATION | 14219 |  |  | NY | 0000000000 |  |  |  | EN |  | 3690 LAKESHORE ROAD | INST |  | X |  | 00:00:00 | [7 empty] | FLYGT | 3102.095-1550001 |  |  | 2003 | F03 | 2003 | PUMP | 1831010 | FM03_100 | F03 |  |  | ACTV | 2016-10-01 | KAMINSKK | 2019-06-24 | KAMINSKK | 2019-06-24 | M | E_PUMP
10000663 | PUMP 1, CHEMICAL, FECL3 | E-S-C03-F-STP-OPRTN-CHEM | 20001 | [8 empty] | IE000000000010000663 | CHEMICAL STORAGE/PUMPING | 14219 |  |  | NY | 0000000000 |  |  |  | EN |  | 3690 LAKESHORE ROAD | INST |  | X |  | 00:00:00 | [7 empty] | WALLACE TIERNAN | 44-116 | AC-35995 |  | 2003 | F03 | 2003 | PUMP | 1831010 | FM03_100 | F03 |  |  | ACTV | 2011-01-01 | DZIWULS2 | 2012-02-22 | YUNGC | 2012-06-08 | M | E_PUMP
10000664 | MOTOR, FERRIC CHLORIDE PUMP 1 | E-S-C03-F-STP-OPRTN-CHEM | 20001M | [8 empty] | IE000000000010000664 | CHEMICAL STORAGE/PUMPING | 14219 |  |  | NY | 0000000000 |  |  |  | EN |  | 3690 LAKESHORE ROAD | ASEQ |  | X |  | 00:00:00 | [11 empty] | 2003 | F03 | 2003 | MOTOR | 1831010 | FM03_100 | F03 | 10000663 |  | ACTV | 2013-03-16 | DZIWULS2 | 2012-02-22 | ZYNDAK | 2013-03-16 | M | E_MOTOR
10000666 | PUMP 2, CHEMICAL, FECL3 | E-S-C03-F-STP-OPRTN-CHEM | 20011 | [8 empty] | IE000000000010000666 | CHEMICAL STORAGE/PUMPING | 14219 |  |  | NY | 0000000000 |  |  |  | EN |  | 3690 LAKESHORE ROAD | INST |  | X |  | 00:00:00 | [7 empty] | WALLACE TIERNAN | 44-116 | AC-35994 |  | 2003 | F03 | 2003 | PUMP | 1831010 | FM03_100 | F03 |  |  | ACTV | 2011-01-01 | DZIWULS2 | 2012-02-22 | YUNGC | 2012-06-08 | M | E_PUMP
10000667 | MOTOR, FERRIC CHLORIDE PUMP 2 | E-S-C03-F-STP-OPRTN-CHEM | 20011M | [8 empty] | IE000000000010000667 | CHEMICAL STORAGE/PUMPING | 14219 |  |  | NY | 0000000000 |  |  |  | EN |  | 3690 LAKESHORE ROAD | ASEQ |  | X |  | 00:00:00 | [11 empty] | 2003 | F03 | 2003 | MOTOR | 1831010 | FM03_100 | F03 | 10000666 |  | ACTV | 2013-03-16 | DZIWULS2 | 2012-02-22 | ZYNDAK | 2013-03-16 | M | E_MOTOR
10000670 | PUMP 3, CHEMICAL, FECL3 | E-S-C03-F-STP-OPRTN-CHEM | 20021 | [8 empty] | IE000000000010000670 | CHEMICAL STORAGE/PUMPING | 14219 |  |  | NY | 0000000000 |  |  |  | EN |  | 3690 LAKESHORE ROAD | INST |  | X |  | 00:00:00 | [7 empty] | WALLACE TIERNAN | 44-116-A1P | AX 22416 |  | 2003 | F03 | 2003 | PUMP | 1831010 | FM03_100 | F03 |  |  | ACTV | 2011-01-01 | DZIWULS2 | 2012-02-22 | YUNGC | 2012-06-08 | M | E_PUMP
10000671 | MOTOR, FERRIC CHLORIDE PUMP 3 | E-S-C03-F-STP-OPRTN-CHEM | 20021M | [8 empty] | IE000000000010000671 | CHEMICAL STORAGE/PUMPING | 14219 |  |  | NY | 0000000000 |  |  |  | EN |  | 3690 LAKESHORE ROAD | ASEQ |  | X |  | 00:00:00 | [11 empty] | 2003 | F03 | 2003 | MOTOR | 1831010 | FM03_100 | F03 | 10000670 |  | ACTV | 2013-03-16 | DZIWULS2 | 2012-02-22 | ZYNDAK | 2013-03-16 | M | E_MOTOR
10002064 | PUMP, SUMP, CAUSTIC STORAGE, (OLD ACID) | E-S-C03-F-STP-OPRTN-CHEM | 27052 | [8 empty] | IE000000000010002064 | CHEMICAL STORAGE/PUMPING | 14219 |  |  | NY | 0000000000 |  |  |  | EN |  | 3690 LAKESHORE ROAD | INST |  | X |  | 00:00:00 | [7 empty] | MARLOW | K0867100 | 729429 |  | 2003 | F03 | 2003 | GENL | 1831010 | FM03_100 | F03 |  |  | ACTV | 2016-12-22 | DZIWULS2 | 2012-02-22 | KAMINSKK | 2016-12-22 | M | E_PUMP
10002065 | MOTOR, SUMP PUMP, ACID | E-S-C03-F-STP-OPRTN-CHEM | 27052M | [8 empty] | IE000000000010002065 | CHEMICAL STORAGE/PUMPING | 14219 |  |  | NY | 0000000000 |  |  |  | EN |  | 3690 LAKESHORE ROAD | ASEQ |  | X |  | 00:00:00 | [11 empty] | 2003 | F03 | 2003 | GENL | 1831010 | FM03_100 | F03 | 10002064 |  | ACTV | 2016-12-22 | DZIWULS2 | 2012-02-22 | KAMINSKK | 2016-12-22 | M | E_MOTOR
10002066 | PUMP, SUMP, FECL3, FERRIC, #1 | E-S-C03-F-STP-OPRTN-CHEM | 27053 | [8 empty] | IE000000000010002066 | CHEMICAL STORAGE/PUMPING | 14219 |  |  | NY | 0000000000 |  |  |  | EN |  | 3690 LAKESHORE ROAD | INST |  | X |  | 00:00:00 | [7 empty] | ITT MARLOW | CP4018 | ES40231 |  | 2003 | F03 | 2003 | PUMP | 1831010 | FM03_100 | F03 |  |  | ACTV | 2013-03-28 | DZIWULS2 | 2012-02-22 | KAMINSKK | 2016-12-22 | M | E_PUMP
10002067 | MOTOR, FERRIC CL. RM SUMP PUMP 1 | E-S-C03-F-STP-OPRTN-CHEM | 27053M | [8 empty] | IE000000000010002067 | CHEMICAL STORAGE/PUMPING | 14219 |  |  | NY | 0000000000 |  |  |  | EN |  | 3690 LAKESHORE ROAD | ASEQ |  | X |  | 00:00:00 | [11 empty] | 2003 | F03 | 2003 | PUMP | 1831010 | FM03_100 | F03 | 10002066 |  | ACTV | 2016-07-01 | DZIWULS2 | 2012-02-22 | KAMINSKK | 2016-07-08 | M | E_MOTOR
10002068 | PUMP, SUMP, FECL3, FERRIC, #2 | E-S-C03-F-STP-OPRTN-CHEM | 27054 | [8 empty] | IE000000000010002068 | CHEMICAL STORAGE/PUMPING | 14219 |  |  | NY | 0000000000 |  |  |  | EN |  | 3690 LAKESHORE ROAD | INST |  | X |  | 00:00:00 | [7 empty] | ITT MARLOW | CP4018 | ES40230 |  | 2003 | F03 | 2003 | PUMP | 1831010 | FM03_100 | F03 |  |  | ACTV | 2013-03-28 | DZIWULS2 | 2012-02-22 | KAMINSKK | 2016-07-08 | M | E_PUMP
10002069 | MOTOR, FERRIC CL. RM SUMP PUMP 2 | E-S-C03-F-STP-OPRTN-CHEM | 27054M | [8 empty] | IE000000000010002069 | CHEMICAL STORAGE/PUMPING | 14219 |  |  | NY | 0000000000 |  |  |  | EN |  | 3690 LAKESHORE ROAD | ASEQ |  | X |  | 00:00:00 | [11 empty] | 2003 | F03 | 2003 | PUMP | 1831010 | FM03_100 | F03 | 10002068 |  | ACTV | 2016-07-01 | DZIWULS2 | 2012-02-22 | KAMINSKK | 2016-07-08 | M | E_MOTOR
10072630 | PUMP 1, SODIUM HYDROXIDE FEED, (CAUSTIC) | E-S-C03-F-STP-OPRTN-CHEM | [9 empty] | IE000000000010072630 | CHEMICAL STORAGE/PUMPING | 14219 |  |  | NY | 0000000000 |  |  |  | EN |  | 3690 LAKESHORE ROAD | INST |  | X |  | 00:00:00 | [11 empty] | 2003 | F03 | 2003 | PUMP | 1831010 | FM03_100 | F03 |  |  | ACTV | 2016-01-01 | KAMINSKK | 2016-12-22 |  |  | M | E_PUMP
10072631 | PUMP 2, SODIUM HYDROXIDE FEED, (CAUSTIC) | E-S-C03-F-STP-OPRTN-CHEM | [9 empty] | IE000000000010072631 | CHEMICAL STORAGE/PUMPING | 14219 |  |  | NY | 0000000000 |  |  |  | EN |  | 3690 LAKESHORE ROAD | INST |  | X |  | 00:00:00 | [11 empty] | 2003 | F03 | 2003 | PUMP | 1831010 | FM03_100 | F03 |  |  | ACTV | 2016-01-01 | KAMINSKK | 2016-12-22 |  |  | M | E_PUMP
10072632 | PUMP 3, SODIUM HYDROXIDE FEED, (CAUSTIC) | E-S-C03-F-STP-OPRTN-CHEM | [9 empty] | IE000000000010072632 | CHEMICAL STORAGE/PUMPING | 14219 |  |  | NY | 0000000000 |  |  |  | EN |  | 3690 LAKESHORE ROAD | INST |  | X |  | 00:00:00 | [11 empty] | 2003 | F03 | 2003 | PUMP | 1831010 | FM03_100 | F03 |  |  | ACTV | 2016-01-01 | KAMINSKK | 2016-12-22 |  |  | M | E_PUMP
10001940 | PUMP 2, FUEL OIL, SOUTH, P-10 | E-S-C03-F-STP-OPRTN-FUEL | 26977 | [8 empty] | IE000000000010001940 | FUEL SYSTEM | 14219 |  |  | NY | 0000000000 |  |  |  | EN |  | 3690 LAKESHORE ROAD | INST |  | X |  | 00:00:00 | [7 empty] | MARATHON | ROPER / 5K45PG952 |  |  | 2003 | F03 | 2003 | PUMP | 1831010 | FM03_100 | F03 |  |  | ACTV | 2015-08-17 | DZIWULS2 | 2012-02-22 | CURRENTJ | 2015-08-17 | M | E_PUMP
10001941 | MOTOR, SOUTH FUEL OIL PUMP P-10 | E-S-C03-F-STP-OPRTN-FUEL | 26977M |  |  | EVN 56T11F53083 P | [5 empty] | IE000000000010001941 | FUEL SYSTEM | 14219 |  |  | NY | 0000000000 |  |  |  | EN |  | 3690 LAKESHORE ROAD | ASEQ |  | X |  | 00:00:00 | [8 empty] | MARATHON 4 IN 1 CAT |  |  | 2003 | F03 | 2003 | MOTOR | 1831010 | FM03_100 | F03 | 10001940 |  | ACTV | 2015-12-01 | DZIWULS2 | 2012-02-22 | KAMINSKK | 2015-12-01 | M | E_MOTOR
10001942 | PUMP 1, FUEL OIL, NORTH, P-11 | E-S-C03-F-STP-OPRTN-FUEL | 26978 | [8 empty] | IE000000000010001942 | FUEL SYSTEM | 14219 |  |  | NY | 0000000000 |  |  |  | EN |  | 3690 LAKESHORE ROAD | INST |  | X |  | 00:00:00 | [7 empty] | MARATHON | ROPER / 5K45PG952 |  |  | 2003 | F03 | 2003 | PUMP | 1831010 | FM03_100 | F03 |  |  | ACTV | 2015-08-17 | DZIWULS2 | 2012-02-22 | CURRENTJ | 2015-08-17 | M | E_PUMP
10001943 | MOTOR, NORTH FUEL OIL PUMP P-11 | E-S-C03-F-STP-OPRTN-FUEL | 26978M |  |  | EVN 56T11F53083 P | [5 empty] | IE000000000010001943 | FUEL SYSTEM | 14219 |  |  | NY | 0000000000 |  |  |  | EN |  | 3690 LAKESHORE ROAD | ASEQ |  | X |  | 00:00:00 | [8 empty] | MARATHON 4 IN 1 CAT |  |  | 2003 | F03 | 2003 | MOTOR | 1831010 | FM03_100 | F03 | 10001942 |  | ACTV | 2015-12-01 | DZIWULS2 | 2012-02-22 | KAMINSKK | 2015-12-01 | M | E_MOTOR
10069363 | PUMP, FUEL, DIESEL | E-S-C03-F-STP-OPRTN-FUEL | [9 empty] | IE000000000010069363 | FUEL SYSTEM | 14219 |  |  | NY | 0000000000 |  |  |  | EN |  | 3690 LAKESHORE ROAD | INST |  | X |  | 00:00:00 | [11 empty] | 2003 | F03 | 2003 | PUMP | 1831010 | FM03_100 | F03 |  |  | ACTV | 2011-01-01 | KAMINSKK | 2014-02-13 | KAMINSKK | 2019-06-06 | M | E_PUMP
10069364 | PUMP, FUEL, GASOLINE | E-S-C03-F-STP-OPRTN-FUEL | [9 empty] | IE000000000010069364 | FUEL SYSTEM | 14219 |  |  | NY | 0000000000 |  |  |  | EN |  | 3690 LAKESHORE ROAD | INST |  | X |  | 00:00:00 | [11 empty] | 2003 | F03 | 2003 | PUMP | 1831010 | FM03_100 | F03 |  |  | ACTV | 2011-01-01 | KAMINSKK | 2014-02-13 | KAMINSKK | 2019-06-06 | M | E_PUMP
10068761 | PUMP, LAB VACUUM-COMPRESSOR RECLAIMER | E-S-C03-F-STP-OPRTN-LAB | 27011 | [8 empty] | IE000000000010068761 | Lab | 14219 |  |  | NY | 0000000000 |  |  |  | EN |  | 3690 LAKESHORE ROAD | INST |  | X |  | 00:00:00 | [7 empty] | LAMMERT/WELCH | 03143 | 900317 |  | 2003 | F03 | 2003 | PORTPUMP | 1831010 | FM03_100 | F03 |  |  | ACTV | 2011-01-01 | PINTOM | 2013-03-26 | BROWNK | 2020-10-02 | M | E_PUMP
10068762 | MOTOR, LAB VACUUM-COMPRESSOR PUMP | E-S-C03-F-STP-OPRTN-LAB | 27011M | [8 empty] | IE000000000010068762 | Lab | 14219 |  |  | NY | 0000000000 |  |  |  | EN |  | 3690 LAKESHORE ROAD | ASEQ |  | X |  | 00:00:00 | [11 empty] | 2003 | F03 | 2003 | MOTOR | 1831010 | FM03_100 | F03 | 10068761 |  | ACTV | 2013-03-28 | PINTOM | 2013-03-26 | ZYNDAK | 2013-03-28 | M | E_MOTOR
10072791 | PUMP, VACUUM, ROTARY VANE, 1/6HP | E-S-C03-F-STP-OPRTN-LAB | [9 empty] | IE000000000010072791 | Lab | 14219 |  |  | NY | 0000000000 |  |  |  | EN |  | 3690 LAKESHORE ROAD | INST |  | X |  | 00:00:00 |  |  |  |  | 293823 | 41041052 | 0 | GAST | 0211 V45F G8CX | G16J20075 |  | 2003 | F03 | 2003 | PUMP | 1831010 | FM03_100 | F03 |  |  | ACTV | 2017-04-27 | PINTOM | 2017-04-27 |  |  | M | E_PUMP
10081217 | SARTORIUS ARIUM DISTRIBUTION PUMP | E-S-C03-F-STP-OPRTN-LAB | [9 empty] | IE000000000010081217 | Lab | 14219 |  |  | NY | 0000000000 |  |  |  | EN |  | 3690 LAKESHORE ROAD | INST |  | X |  | 00:00:00 |  |  | USD | [5 empty] | H2O-ADP-20_US | 39105638 |  | 2003 | F03 | 2003 | LABEQUIP | 1831010 | FM03_100 | F03 |  |  | ACTV | 2021-03-08 | PINTOM | 2021-03-08 |  |  | M | E_LABEQUIP
10000534 | MOTOR, L.P. SERVICE WATER PUMP 1 | E-S-C03-F-STP-OPRTN-PRWTR | 15110M | [8 empty] | IE000000000010000534 | Process water | 14219 |  |  | NY | 0000000000 |  |  |  | EN |  | 3690 LAKESHORE ROAD | ASEQ |  | X |  | 00:00:00 | [11 empty] | 2003 | F03 | 2003 | MOTOR | 1831010 | FM03_100 | F03 | 10068417 |  | ACTV | 2013-03-16 | DZIWULS2 | 2012-02-22 | ZYNDAK | 2013-03-16 | M | E_MOTOR
10000535 | MOTOR, L.P. SERVICE WATER PUMP 2 | E-S-C03-F-STP-OPRTN-PRWTR | 15120M | [8 empty] | IE000000000010000535 | Process water | 14219 |  |  | NY | 0000000000 |  |  |  | EN |  | 3690 LAKESHORE ROAD | ASEQ |  | X |  | 00:00:00 | [11 empty] | 2003 | F03 | 2003 | MOTOR | 1831010 | FM03_100 | F03 | 10068418 |  | ACTV | 2013-03-16 | DZIWULS2 | 2012-02-22 | ZYNDAK | 2013-03-16 | M | E_MOTOR
10000542 | MOTOR, H.P. SERVICE WATER PUMP 3 | E-S-C03-F-STP-OPRTN-PRWTR | 15230M | [8 empty] | IE000000000010000542 | Process water | 14219 |  |  | NY | 0000000000 |  |  |  | EN |  | 3690 LAKESHORE ROAD | ASEQ |  | X |  | 00:00:00 | [11 empty] | 2003 | F03 | 2003 | MOTOR | 1831010 | FM03_100 | F03 | 10064267 |  | ACTV | 2013-03-16 | DZIWULS2 | 2012-02-22 | ZYNDAK | 2013-03-16 | M | E_MOTOR
10001570 | PUMP 1, ORF, BOOSTER | E-S-C03-F-STP-OPRTN-PRWTR | 25010 | [8 empty] | IE000000000010001570 | Process water | 14219 |  |  | NY | 0000000000 |  |  |  | EN |  | 3690 LAKESHORE ROAD | INST |  | X |  | 00:00:00 | [7 empty] | ALLIS CHALMERS | 150 | 811-41096-1-1 |  | 2003 | F03 | 2003 | GENL | 1831010 | FM03_100 | F03 |  |  | ACTV | 2016-10-28 | DZIWULS2 | 2012-02-22 | LALLIR | 2016-10-28 | M | E_PUMP
10001571 | MOTOR, ORF BOOSTER PUMP 1 | E-S-C03-F-STP-OPRTN-PRWTR | 25010M | [8 empty] | IE000000000010001571 | Process water | 14219 |  |  | NY | 0000000000 |  |  |  | EN |  | 3690 LAKESHORE ROAD | ASEQ |  | X |  | 00:00:00 | [7 empty] | US MOTORS | R6410-03-111-M |  |  | 2003 | F03 | 2003 | MOTOR | 1831010 | FM03_100 | F03 | 10001570 |  | ACTV | 2016-10-28 | DZIWULS2 | 2012-02-22 | LALLIR | 2016-10-28 | M | E_MOTOR
10001572 | PUMP 2, ORF, BOOSTER | E-S-C03-F-STP-OPRTN-PRWTR | 25011 | [8 empty] | IE000000000010001572 | Process water | 14219 |  |  | NY | 0000000000 |  |  |  | EN |  | 3690 LAKESHORE ROAD | INST |  | X |  | 00:00:00 | [7 empty] | ALLIS CHALMERS | 150 | 811-41096-1-1 |  | 2003 | F03 | 2003 | GENL | 1831010 | FM03_100 | F03 |  |  | ACTV | 2016-10-28 | DZIWULS2 | 2012-02-22 | LALLIR | 2016-10-28 | M | E_PUMP
10001573 | MOTOR, ORF BOOSTER PUMP 2 | E-S-C03-F-STP-OPRTN-PRWTR | 25011M | [8 empty] | IE000000000010001573 | Process water | 14219 |  |  | NY | 0000000000 |  |  |  | EN |  | 3690 LAKESHORE ROAD | ASEQ |  | X |  | 00:00:00 | [7 empty] | US MOTORS | R6410-03-111-M |  |  | 2003 | F03 | 2003 | MOTOR | 1831010 | FM03_100 | F03 | 10001572 |  | ACTV | 2016-10-28 | DZIWULS2 | 2012-02-22 | LALLIR | 2016-10-28 | M | E_MOTOR
10005586 | MOTOR, HIGH PRESSURE WATER PUMP | E-S-C03-F-STP-OPRTN-PRWTR | SAP001256 | [8 empty] | IE000000000010005586 | Process water | 14219 |  |  | NY | 0000000000 |  |  |  | EN |  | 3690 LAKESHORE ROAD | ASEQ |  | X |  | 00:00:00 | [11 empty] | 2003 | F03 | 2003 | GENL | 1831010 | FM03_100 | F03 | 10064262 |  | ACTV | 2017-07-03 | DZIWULS2 | 2012-02-22 | KAMINSKK | 2017-07-03 | M | E_MOTOR
10005587 | MOTOR, HIGH PRESSURE WATER PUMP X | E-S-C03-F-STP-OPRTN-PRWTR | SAP001257 | [8 empty] | IE000000000010005587 | Process water | 14219 |  |  | NY | 0000000000 |  |  |  | EN |  | 3690 LAKESHORE ROAD | ASEQ |  | X |  | 00:00:00 | [11 empty] | 2003 | F03 | 2003 | VFD | 1831010 | FM03_100 | F03 | 10064263 |  | ACTV | 2017-07-03 | DZIWULS2 | 2012-02-22 | PINTOM | 2018-08-27 | M | E_MOTOR
10064265 | PUMP, H P SERVICE WATER 1 | E-S-C03-F-STP-OPRTN-PRWTR | 15210 | [8 empty] | IE000000000010064265 | Process water | 14219 |  |  | NY | 0000000000 |  |  |  | EN |  | 3690 LAKESHORE ROAD | ASEQ |  | X |  | 00:00:00 | [7 empty] | DEMING | 4770 | T90668 |  | 2003 | F03 | 2003 | PUMP | 1831010 | FM03_100 | F03 | 10002195 |  | ACTV | 2013-03-16 | ZYNDAK | 2012-03-20 | ZYNDAK | 2013-03-16 | M | E_PUMP
10064266 | PUMP, H P SERVICE WATER 2 | E-S-C03-F-STP-OPRTN-PRWTR | 15220 | [8 empty] | IE000000000010064266 | Process water | 14219 |  |  | NY | 0000000000 |  |  |  | EN |  | 3690 LAKESHORE ROAD | ASEQ |  | X |  | 00:00:00 | [7 empty] | DEMING | 12H135-3 | DN-41968 |  | 2003 | F03 | 2003 | PUMP | 1831010 | FM03_100 | F03 | 10002195 |  | ACTV | 2013-03-16 | ZYNDAK | 2012-03-20 | ZYNDAK | 2013-03-16 | M | E_PUMP
10064267 | PUMP, H P SERVICE WATER 3 | E-S-C03-F-STP-OPRTN-PRWTR | 15230 | [8 empty] | IE000000000010064267 | Process water | 14219 |  |  | NY | 0000000000 |  |  |  | EN |  | 3690 LAKESHORE ROAD | ASEQ |  | X |  | 00:00:00 | [7 empty] | DEMING | 477000000539010 | T-900668 |  | 2003 | F03 | 2003 | PUMP | 1831010 | FM03_100 | F03 | 10002195 |  | ACTV | 2013-03-16 | ZYNDAK | 2012-03-20 | ZYNDAK | 2013-03-16 | M | E_PUMP
10068417 | PUMP, L P SERVICE WATER 1 | E-S-C03-F-STP-OPRTN-PRWTR | 15110 | [8 empty] | IE000000000010068417 | Process water | 14219 |  |  | NY | 0000000000 |  |  |  | EN |  | 3690 LAKESHORE ROAD | ASEQ |  | X |  | 00:00:00 | [8 empty] | 10L22-1 | VTP-5139 1 |  | 2003 | F03 | 2003 | PUMP | 1831010 | FM03_100 | F03 | 10000533 |  | ACTV | 2013-03-16 | ZYNDAK | 2012-03-30 | ZYNDAK | 2013-03-16 | M | E_PUMP
10068418 | PUMP, L P SERVICE WATER 2 | E-S-C03-F-STP-OPRTN-PRWTR | 15120 | [8 empty] | IE000000000010068418 | Process water | 14219 |  |  | NY | 0000000000 |  |  |  | EN |  | 3690 LAKESHORE ROAD | ASEQ |  | X |  | 00:00:00 | [8 empty] | 10L22-1 | VTP-51390 |  | 2003 | F03 | 2003 | PUMP | 1831010 | FM03_100 | F03 | 10000533 |  | ACTV | 2013-03-16 | ZYNDAK | 2012-03-30 | ZYNDAK | 2013-03-16 | M | E_PUMP
10001585 | ORF, DECANT PUMP, FLYGT | E-S-C03-F-STP-PRMRY-ORF | 25026 | [8 empty] | IE000000000010001585 | ORF | 14219 |  |  | NY | 0000000000 |  |  |  | EN |  | 3690 LAKESHORE ROAD | INST |  | X |  | 00:00:00 | [7 empty] | FLYGT |  |  |  | 2003 | F03 | 2003 | PUMP | 1831010 | FM03_100 | F03 |  |  | ACTV | 2011-01-01 | DZIWULS2 | 2012-02-22 | KAMINSKK | 2014-02-11 | M | E_PUMP
10002295 | MOTOR, ODOR CONTROL PUMP | E-S-C03-F-STP-PRMRY-ORF | 33200M | [8 empty] | IE000000000010002295 | ORF | 14219 |  |  | NY | 0000000000 |  |  |  | EN |  | 3690 LAKESHORE ROAD | INST |  | X |  | 00:00:00 | [11 empty] | 2003 | F03 | 2003 | MOTOR | 1831010 | FM03_100 | F03 |  |  | ACTV | 2011-01-01 | DZIWULS2 | 2012-02-22 | YUNGC | 2012-06-08 | M | E_MOTOR
10002301 | PUMP, ODOR, ORF | E-S-C03-F-STP-PRMRY-ORF | 33400 | [8 empty] | IE000000000010002301 | ORF | 14219 |  |  | NY | 0000000000 |  |  |  | EN |  | 3690 LAKESHORE ROAD | INST |  | X |  | 00:00:00 | [7 empty] | GIANT | P220A | 96666 |  | 2003 | F03 | 2003 | PUMP | 1831010 | FM03_100 | F03 |  |  | ACTV | 2011-01-01 | DZIWULS2 | 2012-02-22 | YUNGC | 2012-06-08 | M | E_PUMP
10002302 | MOTOR, ORF ODOR CONTROL PUMP | E-S-C03-F-STP-PRMRY-ORF | 33400M | [8 empty] | IE000000000010002302 | ORF | 14219 |  |  | NY | 0000000000 |  |  |  | EN |  | 3690 LAKESHORE ROAD | ASEQ |  | X |  | 00:00:00 | [11 empty] | 2003 | F03 | 2003 | MOTOR | 1831010 | FM03_100 | F03 | 10002301 |  | ACTV | 2013-03-16 | DZIWULS2 | 2012-02-22 | ZYNDAK | 2013-03-16 | M | E_MOTOR
10002303 | PUMP, DOSING, ODOR, ORF | E-S-C03-F-STP-PRMRY-ORF | 33410 | [8 empty] | IE000000000010002303 | ORF | 14219 |  |  | NY | 0000000000 |  |  |  | EN |  | 3690 LAKESHORE ROAD | INST |  | X |  | 00:00:00 | [7 empty] | DOSATRON | DI-16 |  |  | 2003 | F03 | 2003 | GENL | 1831010 | FM03_100 | F03 |  |  | ACTV | 2014-01-14 | DZIWULS2 | 2012-02-22 | KAMINSKK | 2014-01-14 | M | E_PUMP
10072780 | ORF, PUMP , SAMPLE, EFFLUENT, 002 | E-S-C03-F-STP-PRMRY-ORF | [9 empty] | IE000000000010072780 | ORF | 14219 |  |  | NY | 0000000000 |  |  |  | EN |  | 3690 LAKESHORE ROAD | INST |  | X |  | 00:00:00 | [7 empty] | FLYGHT |  | 3068.170-1080715 |  | 2003 | F03 | 2003 | GENL | 1831010 | FM03_100 | F03 |  |  | ACTV | 2017-04-04 | PINTOM | 2017-04-04 | PINTOM | 2017-04-04 | M | E_PUMP
10000103 | PUMP, AIR LIFT 1 | E-S-C03-F-STP-SCDRY-CLRFR | 13070 | [8 empty] | IE000000000010000103 | Secondary Clarifiers | 14219 |  |  | NY | 0000000000 |  |  |  | EN |  | 3690 LAKESHORE ROAD | ASEQ |  | X |  | 00:00:00 | [8 empty] | 9103119 |  |  | 2003 | F03 | 2003 | PUMP | 1831010 | FM03_100 | F03 | 10000119 |  | ACTV | 2013-04-02 | DZIWULS2 | 2012-02-22 | ZYNDAK | 2013-04-02 | M | E_PUMP
10000107 | PUMP, AIR LIFT 2 | E-S-C03-F-STP-SCDRY-CLRFR | 13080 | [8 empty] | IE000000000010000107 | Secondary Clarifiers | 14219 |  |  | NY | 0000000000 |  |  |  | EN |  | 3690 LAKESHORE ROAD | ASEQ |  | X |  | 00:00:00 | [8 empty] | 9103119 |  |  | 2003 | F03 | 2003 | PUMP | 1831010 | FM03_100 | F03 | 10000125 |  | ACTV | 2013-04-02 | DZIWULS2 | 2012-02-22 | ZYNDAK | 2013-04-02 | M | E_PUMP
10000111 | PUMP, AIR LIFT 3 | E-S-C03-F-STP-SCDRY-CLRFR | 13090 | [8 empty] | IE000000000010000111 | Secondary Clarifiers | 14219 |  |  | NY | 0000000000 |  |  |  | EN |  | 3690 LAKESHORE ROAD | ASEQ |  | X |  | 00:00:00 | [8 empty] | 9103119 |  |  | 2003 | F03 | 2003 | PUMP | 1831010 | FM03_100 | F03 | 10000130 |  | ACTV | 2013-04-02 | DZIWULS2 | 2012-02-22 | ZYNDAK | 2013-04-02 | M | E_PUMP
10000115 | PUMP, AIR LIFT 4 | E-S-C03-F-STP-SCDRY-CLRFR | 13100 | [8 empty] | IE000000000010000115 | Secondary Clarifiers | 14219 |  |  | NY | 0000000000 |  |  |  | EN |  | 3690 LAKESHORE ROAD | ASEQ |  | X |  | 00:00:00 | [8 empty] | 9103119 |  |  | 2003 | F03 | 2003 | PUMP | 1831010 | FM03_100 | F03 | 10000136 |  | ACTV | 2013-04-02 | DZIWULS2 | 2012-02-22 | ZYNDAK | 2013-04-02 | M | E_PUMP
10000589 | PUMP, WASTE ACTIVATED SLUDGE 1A | E-S-C03-F-STP-SCDRY-CLRFR | 18001 | [8 empty] | IE000000000010000589 | Secondary Clarifiers | 14219 |  |  | NY | 0000000000 |  |  |  | EN |  | 3690 LAKESHORE ROAD | ASEQ |  | X |  | 00:00:00 | [7 empty] | WORTHINGTON | 4-MF-11 | 78TP90191-4 |  | 2003 | F03 | 2003 | PUMP | 1831010 | FM03_100 | F03 | 10000119 |  | ACTV | 2013-04-01 | DZIWULS2 | 2012-02-22 | ZYNDAK | 2013-04-01 | M | E_PUMP
10000590 | MOTOR, WASTE ACTIVATED SLUDGE PUMP 1A | E-S-C03-F-STP-SCDRY-CLRFR | 18001M | [8 empty] | IE000000000010000590 | Secondary Clarifiers | 14219 |  |  | NY | 0000000000 |  |  |  | EN |  | 3690 LAKESHORE ROAD | ASEQ |  | X |  | 00:00:00 | [11 empty] | 2003 | F03 | 2003 | MOTOR | 1831010 | FM03_100 | F03 | 10000589 |  | ACTV | 2013-03-27 | DZIWULS2 | 2012-02-22 | ZYNDAK | 2013-03-27 | M | E_MOTOR
10000591 | PUMP, WASTE ACTIVATED SLUDGE 1B | E-S-C03-F-STP-SCDRY-CLRFR | 18002 | [8 empty] | IE000000000010000591 | Secondary Clarifiers | 14219 |  |  | NY | 0000000000 |  |  |  | EN |  | 3690 LAKESHORE ROAD | ASEQ |  | X |  | 00:00:00 | [7 empty] | A W CHESTERTON |  | 10342HD |  | 2003 | F03 | 2003 | PUMP | 1831010 | FM03_100 | F03 | 10000119 |  | ACTV | 2013-04-01 | DZIWULS2 | 2012-02-22 | ZYNDAK | 2013-04-01 | M | E_PUMP
10000592 | MOTOR, WASTE ACTIVATED SLUDGE PUMP 1B | E-S-C03-F-STP-SCDRY-CLRFR | 18002M | [8 empty] | IE000000000010000592 | Secondary Clarifiers | 14219 |  |  | NY | 0000000000 |  |  |  | EN |  | 3690 LAKESHORE ROAD | ASEQ |  | X |  | 00:00:00 | [11 empty] | 2003 | F03 | 2003 | MOTOR | 1831010 | FM03_100 | F03 | 10000591 |  | ACTV | 2013-03-27 | DZIWULS2 | 2012-02-22 | ZYNDAK | 2013-03-27 | M | E_MOTOR
10000593 | PUMP, WASTE ACTIVATED SLUDGE 2A | E-S-C03-F-STP-SCDRY-CLRFR | 18010 | [8 empty] | IE000000000010000593 | Secondary Clarifiers | 14219 |  |  | NY | 0000000000 |  |  |  | EN |  | 3690 LAKESHORE ROAD | ASEQ |  | X |  | 00:00:00 | [7 empty] | A W CHESTERTON | 1MA480429-G7-ND | 11187HD |  | 2003 | F03 | 2003 | PUMP | 1831010 | FM03_100 | F03 | 10000125 |  | ACTV | 2013-04-01 | DZIWULS2 | 2012-02-22 | ZYNDAK | 2013-04-01 | M | E_PUMP
10000594 | MOTOR, WASTE ACTIVATED SLUDGE PUMP 2A | E-S-C03-F-STP-SCDRY-CLRFR | 18010M | [8 empty] | IE000000000010000594 | Secondary Clarifiers | 14219 |  |  | NY | 0000000000 |  |  |  | EN |  | 3690 LAKESHORE ROAD | ASEQ |  | X |  | 00:00:00 | [11 empty] | 2003 | F03 | 2003 | MOTOR | 1831010 | FM03_100 | F03 | 10000593 |  | ACTV | 2013-03-27 | DZIWULS2 | 2012-02-22 | ZYNDAK | 2013-03-27 | M | E_MOTOR
10000595 | PUMP, WASTE ACTIVATED SLUDGE 2B | E-S-C03-F-STP-SCDRY-CLRFR | 18011 | [8 empty] | IE000000000010000595 | Secondary Clarifiers | 14219 |  |  | NY | 0000000000 |  |  |  | EN |  | 3690 LAKESHORE ROAD | ASEQ |  | X |  | 00:00:00 | [7 empty] | WORTHINGTON | 6-MF-11 | 78TP90192-8 |  | 2003 | F03 | 2003 | PUMP | 1831010 | FM03_100 | F03 | 10000125 |  | ACTV | 2013-04-01 | DZIWULS2 | 2012-02-22 | ZYNDAK | 2013-04-01 | M | E_PUMP
10000596 | MOTOR, WASTE ACTIVATED SLUDGE PUMP 2B | E-S-C03-F-STP-SCDRY-CLRFR | 18011M | [8 empty] | IE000000000010000596 | Secondary Clarifiers | 14219 |  |  | NY | 0000000000 |  |  |  | EN |  | 3690 LAKESHORE ROAD | ASEQ |  | X |  | 00:00:00 | [11 empty] | 2003 | F03 | 2003 | MOTOR | 1831010 | FM03_100 | F03 | 10000595 |  | ACTV | 2013-03-27 | DZIWULS2 | 2012-02-22 | ZYNDAK | 2013-03-27 | M | E_MOTOR
10000597 | PUMP, WASTE ACTIVATED SLUDGE 3A | E-S-C03-F-STP-SCDRY-CLRFR | 18020 | [8 empty] | IE000000000010000597 | Secondary Clarifiers | 14219 |  |  | NY | 0000000000 |  |  |  | EN |  | 3690 LAKESHORE ROAD | ASEQ |  | X |  | 00:00:00 | [7 empty] | WORTHINGTON | 4-MF-11 | 78TP90191-7 |  | 2003 | F03 | 2003 | PUMP | 1831010 | FM03_100 | F03 | 10000130 |  | ACTV | 2013-04-01 | DZIWULS2 | 2012-02-22 | ZYNDAK | 2013-04-02 | M | E_PUMP
10000598 | MOTOR, WASTE ACTIVATED SLUDGE PUMP 3A | E-S-C03-F-STP-SCDRY-CLRFR | 18020M | [8 empty] | IE000000000010000598 | Secondary Clarifiers | 14219 |  |  | NY | 0000000000 |  |  |  | EN |  | 3690 LAKESHORE ROAD | ASEQ |  | X |  | 00:00:00 | [11 empty] | 2003 | F03 | 2003 | MOTOR | 1831010 | FM03_100 | F03 | 10000597 |  | ACTV | 2013-03-27 | DZIWULS2 | 2012-02-22 | ZYNDAK | 2013-03-27 | M | E_MOTOR
10000599 | PUMP, WASTE ACTIVATED SLUDGE 3B | E-S-C03-F-STP-SCDRY-CLRFR | 18021 | [8 empty] | IE000000000010000599 | Secondary Clarifiers | 14219 |  |  | NY | 0000000000 |  |  |  | EN |  | 3690 LAKESHORE ROAD | ASEQ |  | X |  | 00:00:00 | [8 empty] | CHESTERTON | 10338HD |  | 2003 | F03 | 2003 | PUMP | 1831010 | FM03_100 | F03 | 10000130 |  | ACTV | 2013-04-01 | DZIWULS2 | 2012-02-22 | ZYNDAK | 2013-04-01 | M | E_PUMP
10000600 | MOTOR, WASTE ACTIVATED SLUDGE PUMP 3B | E-S-C03-F-STP-SCDRY-CLRFR | 18021M | [8 empty] | IE000000000010000600 | Secondary Clarifiers | 14219 |  |  | NY | 0000000000 |  |  |  | EN |  | 3690 LAKESHORE ROAD | ASEQ |  | X |  | 00:00:00 | [11 empty] | 2003 | F03 | 2003 | MOTOR | 1831010 | FM03_100 | F03 | 10000599 |  | ACTV | 2013-03-27 | DZIWULS2 | 2012-02-22 | ZYNDAK | 2013-03-27 | M | E_MOTOR
10000601 | PUMP, WASTE ACTIVATED SLUDGE 4A | E-S-C03-F-STP-SCDRY-CLRFR | 18030 | [8 empty] | IE000000000010000601 | Secondary Clarifiers | 14219 |  |  | NY | 0000000000 |  |  |  | EN |  | 3690 LAKESHORE ROAD | ASEQ |  | X |  | 00:00:00 | [8 empty] | CHESTERTON | 11186HD |  | 2003 | F03 | 2003 | PUMP | 1831010 | FM03_100 | F03 | 10000136 |  | ACTV | 2014-06-12 | DZIWULS2 | 2012-02-22 | LALLIR | 2014-06-12 | M | E_PUMP
10000602 | MOTOR, WASTE ACTIVATED SLUDGE PUMP 4A | E-S-C03-F-STP-SCDRY-CLRFR | 18030M | [8 empty] | IE000000000010000602 | Secondary Clarifiers | 14219 |  |  | NY | 0000000000 |  |  |  | EN |  | 3690 LAKESHORE ROAD | ASEQ |  | X |  | 00:00:00 | [11 empty] | 2003 | F03 | 2003 | MOTOR | 1831010 | FM03_100 | F03 | 10000601 |  | ACTV | 2013-03-27 | DZIWULS2 | 2012-02-22 | ZYNDAK | 2013-03-27 | M | E_MOTOR
10000603 | PUMP, WASTE ACTIVATED SLUDGE 4B | E-S-C03-F-STP-SCDRY-CLRFR | 18031 | [8 empty] | IE000000000010000603 | Secondary Clarifiers | 14219 |  |  | NY | 0000000000 |  |  |  | EN |  | 3690 LAKESHORE ROAD | ASEQ |  | X |  | 00:00:00 | [8 empty] | WORTHINGTON TYPE 4-M | 78TP90191-8 |  | 2003 | F03 | 2003 | PUMP | 1831010 | FM03_100 | F03 | 10000136 |  | ACTV | 2013-04-01 | DZIWULS2 | 2012-02-22 | ZYNDAK | 2013-04-01 | M | E_PUMP
10000604 | MOTOR, WASTE ACTIVATED SLUDGE PUMP 4B | E-S-C03-F-STP-SCDRY-CLRFR | 18031M | [8 empty] | IE000000000010000604 | Secondary Clarifiers | 14219 |  |  | NY | 0000000000 |  |  |  | EN |  | 3690 LAKESHORE ROAD | ASEQ |  | X |  | 00:00:00 | [11 empty] | 2003 | F03 | 2003 | MOTOR | 1831010 | FM03_100 | F03 | 10000603 |  | ACTV | 2013-03-27 | DZIWULS2 | 2012-02-22 | ZYNDAK | 2013-03-27 | M | E_MOTOR
10002294 | PUMP, ODOR, BIOCLARIFIER AREA | E-S-C03-F-STP-SCDRY-CLRFR | 33200 | [8 empty] | IE000000000010002294 | Secondary Clarifiers | 14219 |  |  | NY | 0000000000 |  |  |  | EN |  | 3690 LAKESHORE ROAD | INST |  | X |  | 00:00:00 | [7 empty] | GIANT | P217 | 92858 |  | 2003 | F03 | 2003 | PUMP | 1831010 | FM03_100 | F03 |  |  | ACTV | 2011-01-01 | DZIWULS2 | 2012-02-22 | YUNGC | 2012-06-08 | M | E_PUMP
10002296 | PUMP, DOSING, ODOR, BIOCLARIFIER | E-S-C03-F-STP-SCDRY-CLRFR | 33210 | [8 empty] | IE000000000010002296 | Secondary Clarifiers | 14219 |  |  | NY | 0000000000 |  |  |  | EN |  | 3690 LAKESHORE ROAD | INST |  | X |  | 00:00:00 | [7 empty] | DOSATRON | DI-16 |  |  | 2003 | F03 | 2003 | PUMP | 1831010 | FM03_100 | F03 |  |  | ACTV | 2011-01-01 | DZIWULS2 | 2012-02-22 | YUNGC | 2012-06-08 | M | E_PUMP
10005620 | MOTOR, BIO-CLARIFIER SAMPLE PUMP | E-S-C03-F-STP-SCDRY-CLRFR | SAP001290 | [8 empty] | IE000000000010005620 | Secondary Clarifiers | 14219 |  |  | NY | 0000000000 |  |  |  | EN |  | 3690 LAKESHORE ROAD | ASEQ |  | X |  | 00:00:00 | [11 empty] | 2003 | F03 | 2003 | TANK | 1831010 | FM03_100 | F03 | 10070087 |  | ACTV | 2014-04-30 | DZIWULS2 | 2012-02-22 | KAMINSKK | 2015-03-13 | M | E_MOTOR
10005625 | MOTOR, BIO-CLARIFIER SAMPLE PUMP | E-S-C03-F-STP-SCDRY-CLRFR | SAP001295 | [8 empty] | IE000000000010005625 | Secondary Clarifiers | 14219 |  |  | NY | 0000000000 |  |  |  | EN |  | 3690 LAKESHORE ROAD | ASEQ |  | X |  | 00:00:00 | [11 empty] | 2003 | F03 | 2003 | TANK | 1831010 | FM03_100 | F03 | 10005714 |  | ACTV | 2014-04-30 | DZIWULS2 | 2012-02-22 | KAMINSKK | 2015-03-13 | M | E_MOTOR
10005642 | MOTOR, BIO-CLARIFIER SAMPLE PUMP | E-S-C03-F-STP-SCDRY-CLRFR | SAP001312 | [8 empty] | IE000000000010005642 | Secondary Clarifiers | 14219 |  |  | NY | 0000000000 |  |  |  | EN |  | 3690 LAKESHORE ROAD | ASEQ |  | X |  | 00:00:00 | [11 empty] | 2003 | F03 | 2003 | TANK | 1831010 | FM03_100 | F03 | 10005707 |  | ACTV | 2014-04-30 | DZIWULS2 | 2012-02-22 | KAMINSKK | 2015-03-13 | M | E_MOTOR
10005669 | MOTOR, BIO-CLARIFIER SAMPLE PUMP | E-S-C03-F-STP-SCDRY-CLRFR | SAP001339 | [8 empty] | IE000000000010005669 | Secondary Clarifiers | 14219 |  |  | NY | 0000000000 |  |  |  | EN |  | 3690 LAKESHORE ROAD | ASEQ |  | X |  | 00:00:00 | [11 empty] | 2003 | F03 | 2003 | TANK | 1831010 | FM03_100 | F03 | 10005732 |  | ACTV | 2014-04-30 | DZIWULS2 | 2012-02-22 | KAMINSKK | 2015-03-13 | M | E_MOTOR
10005707 | PUMP, SAMPLE, BIOCLARIFIER #3 | E-S-C03-F-STP-SCDRY-CLRFR | SAP001377 | [8 empty] | IE000000000010005707 | Secondary Clarifiers | 14219 |  |  | NY | 0000000000 |  |  |  | EN |  | 3690 LAKESHORE ROAD | ASEQ |  | X |  | 00:00:00 | [7 empty] | WORTHINGTON | D1212 | 7780 |  | 2003 | F03 | 2003 | TANK | 1831010 | FM03_100 | F03 | 10000130 |  | ACTV | 2014-04-30 | DZIWULS2 | 2012-02-22 | YUNGC | 2020-11-23 | M | E_PUMP
10005714 | PUMP, SAMPLE, BIOCLARIFIER #2 | E-S-C03-F-STP-SCDRY-CLRFR | SAP001384 | [8 empty] | IE000000000010005714 | Secondary Clarifiers | 14219 |  |  | NY | 0000000000 |  |  |  | EN |  | 3690 LAKESHORE ROAD | ASEQ |  | X |  | 00:00:00 | [7 empty] | FLOMAX | 38183 |  |  | 2003 | F03 | 2003 | TANK | 1831010 | FM03_100 | F03 | 10000125 |  | ACTV | 2014-04-30 | DZIWULS2 | 2012-02-22 | KAMINSKK | 2015-03-13 | M | E_PUMP
10005732 | PUMP, SAMPLE, BIOCLARIFIER #4 | E-S-C03-F-STP-SCDRY-CLRFR | SAP001402 | [8 empty] | IE000000000010005732 | Secondary Clarifiers | 14219 |  |  | NY | 0000000000 |  |  |  | EN |  | 3690 LAKESHORE ROAD | ASEQ |  | X |  | 00:00:00 | [7 empty] | FLOMAX | 38138 | 14F0516 |  | 2003 | F03 | 2003 | TANK | 1831010 | FM03_100 | F03 | 10000136 |  | ACTV | 2014-04-30 | DZIWULS2 | 2012-02-22 | KAMINSKK | 2015-03-13 | M | E_PUMP
10070087 | PUMP, SAMPLE, BIOCLARIFIER #1 | E-S-C03-F-STP-SCDRY-CLRFR | [9 empty] | IE000000000010070087 | Secondary Clarifiers | 14219 |  |  | NY | 0000000000 |  |  |  | EN |  | 3690 LAKESHORE ROAD | ASEQ |  | X |  | 00:00:00 | [7 empty] | FLOWMAX | 38183 | 13F0697 |  | 2003 | F03 | 2003 | TANK | 1831010 | FM03_100 | F03 | 10000119 |  | ACTV | 2014-04-30 | PINTOM | 2014-04-30 | KAMINSKK | 2015-03-13 | M | E_PUMP
10073620 | PUMP, VPSA GLYCOL COOLER | E-S-C03-F-STP-SCDRY-LIQOX | [9 empty] | IE000000000010073620 | OXYGEN - VPSA & DRIOX | 14219 |  |  | NY | 0000000000 |  |  |  | EN |  | 3690 LAKESHORE ROAD | ASEQ |  | X |  | 00:00:00 | [11 empty] | 2003 | F03 | 2003 | PUMP | 1831010 | FM03_100 | F03 | 10000036 |  | ACTV | 2022-12-19 | KAMINSKK | 2018-04-12 | PHILLIPP | 2022-12-19 | M | E_PUMP | V15-003/ 10000036
10005536 | MOTOR, PAPER PULP FEED PUMP PPFP2 | E-S-C03-F-STP-SLUDG | SAP001206 | [8 empty] | IE000000000010005536 | SOUTHTOWNS TP SOLIDS HANDLING | 14219 |  |  | NY | 0000000000 |  |  |  | EN |  | 3690 LAKESHORE ROAD | ASEQ |  | X |  | 00:00:00 | [7 empty] | RELIANCE |  |  |  | 2003 | F03 | 2003 | MOTOR | 1831010 | FM03_100 | F03 | 10005730 |  | ACTV | 2013-03-28 | DZIWULS2 | 2012-02-22 | ZYNDAK | 2013-03-28 | M | E_MOTOR
10005539 | MOTOR, PAPER PULP FEED PUMP PPFP1 | E-S-C03-F-STP-SLUDG | SAP001209 | [8 empty] | IE000000000010005539 | SOUTHTOWNS TP SOLIDS HANDLING | 14219 |  |  | NY | 0000000000 |  |  |  | EN |  | 3690 LAKESHORE ROAD | ASEQ |  | X |  | 00:00:00 | [7 empty] | RELIANCE |  |  |  | 2003 | F03 | 2003 | MOTOR | 1831010 | FM03_100 | F03 | 10005731 |  | ACTV | 2013-03-28 | DZIWULS2 | 2012-02-22 | ZYNDAK | 2013-03-28 | M | E_MOTOR
10005730 | PUMP 2, PAPER PULP FEED | E-S-C03-F-STP-SLUDG | SAP001400 | [8 empty] | IE000000000010005730 | SOUTHTOWNS TP SOLIDS HANDLING | 14219 |  |  | NY | 0000000000 |  |  |  | EN |  | 3690 LAKESHORE ROAD | INST |  | X |  | 00:00:00 | [7 empty] | NETZSCH | NE50A | B28862 |  | 2003 | F03 | 2003 | PUMP | 1831010 | FM03_100 | F03 |  |  | ACTV | 2011-01-01 | DZIWULS2 | 2012-02-22 | YUNGC | 2012-06-08 | M | E_PUMP
10005731 | PUMP 1, PAPER PULP FEED | E-S-C03-F-STP-SLUDG | SAP001401 | [8 empty] | IE000000000010005731 | SOUTHTOWNS TP SOLIDS HANDLING | 14219 |  |  | NY | 0000000000 |  |  |  | EN |  | 3690 LAKESHORE ROAD | INST |  | X |  | 00:00:00 | [7 empty] | NETZSCH | NE50A | B28710 |  | 2003 | F03 | 2003 | PUMP | 1831010 | FM03_100 | F03 |  |  | ACTV | 2011-01-01 | DZIWULS2 | 2012-02-22 | YUNGC | 2012-06-08 | M | E_PUMP
10005489 | PANEL, CONTROL, REACTOR FEED PUMP 1 | E-S-C03-F-STP-SLUDG-DGSTR | SAP001159 | [8 empty] | IE000000000010005489 | Digester | 14219 |  |  | NY | 0000000000 |  |  |  | EN |  | 3690 LAKESHORE ROAD | INST |  | X |  | 00:00:00 | [7 empty] | ABEL |  |  |  | 2003 | F03 | 2003 | CONTROL | 1831010 | FM03_100 | F03 |  |  | ACTV | 2011-01-01 | DZIWULS2 | 2012-02-22 | YUNGC | 2012-06-08 | M | E_CONTROL
10005490 | PANEL, CONTROL, REACTOR FEED PUMP 2 | E-S-C03-F-STP-SLUDG-DGSTR | SAP001160 | [8 empty] | IE000000000010005490 | Digester | 14219 |  |  | NY | 0000000000 |  |  |  | EN |  | 3690 LAKESHORE ROAD | INST |  | X |  | 00:00:00 | [7 empty] | ABEL |  |  |  | 2003 | F03 | 2003 | CONTROL | 1831010 | FM03_100 | F03 |  |  | ACTV | 2011-01-01 | DZIWULS2 | 2012-02-22 | YUNGC | 2012-06-08 | M | E_CONTROL
10073884 | PUMP 1, POSTIVE DISP, FILTER PRESS FEED | E-S-C03-F-STP-SLUDG-FLPRS | [9 empty] | IE000000000010073884 | FILTER PRESSES | 14219 |  |  | NY | 0000000000 |  |  |  | EN |  | 3690 LAKESHORE ROAD | INST |  | X |  | 00:00:00 |  |  | USD |  |  |  |  | NETZSCH | NM076SY04S24V | B152303 |  | 2003 | F03 | 2003 | PUMP | 1831010 | FM03_100 | F03 |  |  | ACTV | 2018-10-16 | PINTOM | 2018-09-05 | KAMINSKK | 2019-04-16 | M | E_PUMP
10073885 | GEARBOX, FILTER PRESS FEED PUMP 1 | E-S-C03-F-STP-SLUDG-FLPRS | [9 empty] | IE000000000010073885 | FILTER PRESSES | 14219 |  |  | NY | 0000000000 |  |  |  | EN |  | 3690 LAKESHORE ROAD | ASEQ |  | X |  | 00:00:00 | [7 empty] | NORD | NIL680802 | 202202946-200 27149553 |  | 2003 | F03 | 2003 | GEARBOX | 1831010 | FM03_100 | F03 | 10073884 |  | ACTV | 2018-10-16 | PINTOM | 2018-09-05 | PINTOM | 2018-10-16 | M | E_GEARBOX
10073886 | MOTOR, FILTER PRESS FEED PUMP 1 | E-S-C03-F-STP-SLUDG-FLPRS | [9 empty] | IE000000000010073886 | FILTER PRESSES | 14219 |  |  | NY | 0000000000 |  |  |  | EN |  | 3690 LAKESHORE ROAD | ASEQ |  | X |  | 00:00:00 | [7 empty] | NORD | SK160LP/4 CUSTW | 26321903 |  | 2003 | F03 | 2003 | MOTOR | 1831010 | FM03_100 | F03 | 10073884 |  | ACTV | 2018-10-16 | PINTOM | 2018-09-05 | PINTOM | 2018-10-16 | M | E_MOTOR
10073887 | PUMP 3, POSTIVE DISP, FILTER PRESS FEED | E-S-C03-F-STP-SLUDG-FLPRS | [9 empty] | IE000000000010073887 | FILTER PRESSES | 14219 |  |  | NY | 0000000000 |  |  |  | EN |  | 3690 LAKESHORE ROAD | INST |  | X |  | 00:00:00 |  |  | USD |  |  |  |  | NETZSCH | NM076SY04S24V | B152302 |  | 2003 | F03 | 2003 | PUMP | 1831010 | FM03_100 | F03 |  |  | ACTV | 2018-10-16 | PINTOM | 2018-09-05 | KAMINSKK | 2019-04-16 | M | E_PUMP
10073888 | GEARBOX, FILTER PRESS FEED PUMP 3 | E-S-C03-F-STP-SLUDG-FLPRS | [9 empty] | IE000000000010073888 | FILTER PRESSES | 14219 |  |  | NY | 0000000000 |  |  |  | EN |  | 3690 LAKESHORE ROAD | ASEQ |  | X |  | 00:00:00 | [7 empty] | NORD | SK160LP/4 CUSTW | 202202946-200 27149554 |  | 2003 | F03 | 2003 | GEARBOX | 1831010 | FM03_100 | F03 | 10073887 |  | ACTV | 2018-10-16 | PINTOM | 2018-09-05 | PINTOM | 2018-10-24 | M | E_GEARBOX
10073889 | MOTOR, FILTER PRESS FEED PUMP 3 | E-S-C03-F-STP-SLUDG-FLPRS | [9 empty] | IE000000000010073889 | FILTER PRESSES | 14219 |  |  | NY | 0000000000 |  |  |  | EN |  | 3690 LAKESHORE ROAD | ASEQ |  | X |  | 00:00:00 | [7 empty] | NORD | SK160LP/4 CUSTW | 26321902 |  | 2003 | F03 | 2003 | MOTOR | 1831010 | FM03_100 | F03 | 10073887 |  | ACTV | 2018-10-16 | PINTOM | 2018-09-05 | PINTOM | 2018-10-24 | M | E_MOTOR
10073924 | VFD, FILTER PRESS FEED PUMP 1 | E-S-C03-F-STP-SLUDG-FLPRS | [9 empty] | IE000000000010073924 | FILTER PRESSES | 14219 |  |  | NY | 0000000000 |  |  |  | EN |  | 3690 LAKESHORE ROAD | ASEQ |  | X |  | 00:00:00 | [7 empty] | ALTIVAR |  |  |  | 2003 | F03 | 2003 | VFD | 1831010 | FM03_100 | F03 | 10073884 |  | ACTV | 2018-10-16 | PINTOM | 2018-10-16 | PINTOM | 2018-10-24 | M | E_VFD
10073925 | VFD, FILTER PRESS FEED PUMP 3 | E-S-C03-F-STP-SLUDG-FLPRS | [9 empty] | IE000000000010073925 | FILTER PRESSES | 14219 |  |  | NY | 0000000000 |  |  |  | EN |  | 3690 LAKESHORE ROAD | ASEQ |  | X |  | 00:00:00 | [7 empty] | ALTIVAR |  |  |  | 2003 | F03 | 2003 | VFD | 1831010 | FM03_100 | F03 | 10073887 |  | ACTV | 2018-10-16 | PINTOM | 2018-10-16 | PINTOM | 2018-10-24 | M | E_VFD
10000775 | PUMP, FUEL OIL INJECTOR, "X" | E-S-C03-F-STP-SLUDG-INCIN | 21100 | [8 empty] | IE000000000010000775 | Incineration | 14219 |  |  | NY | 0000000000 |  |  |  | EN |  | 3690 LAKESHORE ROAD | ASEQ |  | X |  | 00:00:00 | [7 empty] | ROPER | 10103 | 6568401 |  | 2003 | F03 | 2003 | INCIN | 1831010 | FM03_100 | F03 | 10000880 |  | ACTV | 2013-02-28 | DZIWULS2 | 2012-02-22 | KAMINSKK | 2015-03-10 | M | E_PUMP
10000776 | MOTOR, FUEL OIL INJECTOR PUMP "X" | E-S-C03-F-STP-SLUDG-INCIN | 21100M | [8 empty] | IE000000000010000776 | Incineration | 14219 |  |  | NY | 0000000000 |  |  |  | EN |  | 3690 LAKESHORE ROAD | ASEQ |  | X |  | 00:00:00 | [11 empty] | 2003 | F03 | 2003 | INCIN | 1831010 | FM03_100 | F03 | 10000775 |  | ACTV | 2013-03-22 | DZIWULS2 | 2012-02-22 | ZYNDAK | 2013-03-22 | M | E_MOTOR
10000777 | PUMP X, OIL, PREHEAT BURNER | E-S-C03-F-STP-SLUDG-INCIN | 21101 | [8 empty] | IE000000000010000777 | Incineration | 14219 |  |  | NY | 0000000000 |  |  |  | EN |  | 3690 LAKESHORE ROAD | ASEQ |  | X |  | 00:00:00 | [8 empty] | F432D |  |  | 2003 | F03 | 2003 | INCIN | 1831010 | FM03_100 | F03 | 10000880 |  | ACTV | 2013-02-28 | DZIWULS2 | 2012-02-22 | KAMINSKK | 2013-02-28 | M | E_PUMP
10000778 | MOTOR, PREHEAT BURNER OIL PUMP X | E-S-C03-F-STP-SLUDG-INCIN | 21101M | [8 empty] | IE000000000010000778 | Incineration | 14219 |  |  | NY | 0000000000 |  |  |  | EN |  | 3690 LAKESHORE ROAD | ASEQ |  | X |  | 00:00:00 | [11 empty] | 2003 | F03 | 2003 | INCIN | 1831010 | FM03_100 | F03 | 10000777 |  | ACTV | 2013-02-28 | DZIWULS2 | 2012-02-22 | KAMINSKK | 2013-02-28 | M | E_MOTOR
10000780 | VFD, FUEL OIL INJECTOR PUMP "X" | E-S-C03-F-STP-SLUDG-INCIN | 21103 | [8 empty] | IE000000000010000780 | Incineration | 14219 |  |  | NY | 0000000000 |  |  |  | EN |  | 3690 LAKESHORE ROAD | ASEQ |  | X |  | 00:00:00 | [11 empty] | 2003 | F03 | 2003 | INCIN | 1831010 | FM03_100 | F03 | 10000775 |  | ACTV | 2015-03-10 | DZIWULS2 | 2012-02-22 | KAMINSKK | 2015-03-10 | M | E_VFD
10000785 | PUMP, FUEL OIL INJECTOR, "Y" | E-S-C03-F-STP-SLUDG-INCIN | 21110 | [8 empty] | IE000000000010000785 | Incineration | 14219 |  |  | NY | 0000000000 |  |  |  | EN |  | 3690 LAKESHORE ROAD | ASEQ |  | X |  | 00:00:00 | [7 empty] | ROPER | 2BD-01309 | 9320B |  | 2003 | F03 | 2003 | INCIN | 1831010 | FM03_100 | F03 | 10000897 |  | ACTV | 2013-02-28 | DZIWULS2 | 2012-02-22 | KAMINSKK | 2015-03-10 | M | E_PUMP
10000786 | MOTOR, PUMP, FUEL OIL INJECTOR, "Y" | E-S-C03-F-STP-SLUDG-INCIN | 21110M | [8 empty] | IE000000000010000786 | Incineration | 14219 |  |  | NY | 0000000000 |  |  |  | EN |  | 3690 LAKESHORE ROAD | ASEQ |  | X |  | 00:00:00 | [11 empty] | 2003 | F03 | 2003 | INCIN | 1831010 | FM03_100 | F03 | 10000785 |  | ACTV | 2015-03-10 | DZIWULS2 | 2012-02-22 | KAMINSKK | 2015-03-10 | M | E_MOTOR
10000787 | PUMP Y, OIL, PREHEAT BURNER | E-S-C03-F-STP-SLUDG-INCIN | 21111 | [8 empty] | IE000000000010000787 | Incineration | 14219 |  |  | NY | 0000000000 |  |  |  | EN |  | 3690 LAKESHORE ROAD | ASEQ |  | X |  | 00:00:00 | [8 empty] | F432D |  |  | 2003 | F03 | 2003 | INCIN | 1831010 | FM03_100 | F03 | 10000897 |  | ACTV | 2013-10-29 | DZIWULS2 | 2012-02-22 | KAMINSKK | 2013-10-29 | M | E_PUMP
10000789 | MOTOR, PREHEAT BURNER OIL PUMP Y | E-S-C03-F-STP-SLUDG-INCIN | 21111M | [8 empty] | IE000000000010000789 | Incineration | 14219 |  |  | NY | 0000000000 |  |  |  | EN |  | 3690 LAKESHORE ROAD | ASEQ |  | X |  | 00:00:00 | [11 empty] | 2003 | F03 | 2003 | INCIN | 1831010 | FM03_100 | F03 | 10000787 |  | ACTV | 2015-03-10 | DZIWULS2 | 2012-02-22 | KAMINSKK | 2015-03-10 | M | E_MOTOR
10000791 | VFD, FUEL OIL INJECTOR PUMP "Y" | E-S-C03-F-STP-SLUDG-INCIN | 21113 | [8 empty] | IE000000000010000791 | Incineration | 14219 |  |  | NY | 0000000000 |  |  |  | EN |  | 3690 LAKESHORE ROAD | ASEQ |  | X |  | 00:00:00 | [11 empty] | 2003 | F03 | 2003 | INCIN | 1831010 | FM03_100 | F03 | 10000785 |  | ACTV | 2015-03-10 | DZIWULS2 | 2012-02-22 | KAMINSKK | 2015-03-10 | M | E_VFD
10000792 | PUMP 1, FREEBOARD SPRAY WATER | E-S-C03-F-STP-SLUDG-INCIN | 21120 | [8 empty] | IE000000000010000792 | Incineration | 14219 |  |  | NY | 0000000000 |  |  |  | EN |  | 3690 LAKESHORE ROAD | INST |  | X |  | 00:00:00 | [8 empty] | D5T |  |  | 2003 | F03 | 2003 | PUMP | 1831010 | FM03_100 | F03 |  |  | ACTV | 2011-01-01 | DZIWULS2 | 2012-02-22 | YUNGC | 2012-06-08 | M | E_PUMP
10000793 | MOTOR, FREEBOARD SPRAY WATER PUMP 1 | E-S-C03-F-STP-SLUDG-INCIN | 21120M | [8 empty] | IE000000000010000793 | Incineration | 14219 |  |  | NY | 0000000000 |  |  |  | EN |  | 3690 LAKESHORE ROAD | ASEQ |  | X |  | 00:00:00 | [11 empty] | 2003 | F03 | 2003 | PUMP | 1831010 | FM03_100 | F03 | 10000792 |  | ACTV | 2013-02-28 | DZIWULS2 | 2012-02-22 | KAMINSKK | 2013-02-28 | M | E_MOTOR
10000794 | PUMP 2, FREEBOARD SPRAY WATER | E-S-C03-F-STP-SLUDG-INCIN | 21121 | [8 empty] | IE000000000010000794 | Incineration | 14219 |  |  | NY | 0000000000 |  |  |  | EN |  | 3690 LAKESHORE ROAD | INST |  | X |  | 00:00:00 | [8 empty] | D5T |  |  | 2003 | F03 | 2003 | GENL | 1831010 | FM03_100 | F03 |  |  | ACTV | 2013-02-28 | DZIWULS2 | 2012-02-22 | KAMINSKK | 2013-02-28 | M | E_PUMP
10000795 | MOTOR, FREEBOARD SPRAY WATER PUMP 2 | E-S-C03-F-STP-SLUDG-INCIN | 21121M | [8 empty] | IE000000000010000795 | Incineration | 14219 |  |  | NY | 0000000000 |  |  |  | EN |  | 3690 LAKESHORE ROAD | ASEQ |  | X |  | 00:00:00 | [11 empty] | 2003 | F03 | 2003 | GENL | 1831010 | FM03_100 | F03 | 10000794 |  | ACTV | 2013-02-28 | DZIWULS2 | 2012-02-22 | KAMINSKK | 2013-02-28 | M | E_MOTOR
10005574 | MOTOR, INCINERATOR OVER AIR BLOWER PUMP | E-S-C03-F-STP-SLUDG-INCIN | SAP001244 | [8 empty] | IE000000000010005574 | Incineration | 14219 |  |  | NY | 0000000000 |  |  |  | EN |  | 3690 LAKESHORE ROAD | ASEQ |  | X |  | 00:00:00 | [11 empty] | 2003 | F03 | 2003 | MOTOR | 1831010 | FM03_100 | F03 | 10005454 |  | ACTV | 2013-03-22 | DZIWULS2 | 2012-02-22 | ZYNDAK | 2013-03-22 | M | E_MOTOR
10005659 | MOTOR, INCINERATOR OVER AIR PUMP | E-S-C03-F-STP-SLUDG-INCIN | SAP001329 | [8 empty] | IE000000000010005659 | Incineration | 14219 |  |  | NY | 0000000000 |  |  |  | EN |  | 3690 LAKESHORE ROAD | INST |  | X |  | 00:00:00 | [11 empty] | 2003 | F03 | 2003 | MOTOR | 1831010 | FM03_100 | F03 |  |  | ACTV | 2012-03-22 | DZIWULS2 | 2012-02-22 | YUNGC | 2012-06-08 | M | E_MOTOR
10005755 | PUMP Y, HIGH PRESSURE WATER | E-S-C03-F-STP-SLUDG-INCIN | SAP001425 | [8 empty] | IE000000000010005755 | Incineration | 14219 |  |  | NY | 0000000000 |  |  |  | EN |  | 3690 LAKESHORE ROAD | INST |  | X |  | 00:00:00 | [11 empty] | 2003 | F03 | 2003 | PUMP | 1831010 | FM03_100 | F03 |  |  | ACTV | 2011-01-01 | DZIWULS2 | 2012-02-22 | YUNGC | 2012-06-08 | M | E_PUMP
10000682 | PUMP 1, POSITIVE DISP, LIME FEED, EAST | E-S-C03-F-STP-SLUDG-LIME | 20205 | [8 empty] | IE000000000010000682 | LIME | 14219 |  |  | NY | 0000000000 |  |  |  | EN |  | 3690 LAKESHORE ROAD | INST |  | X |  | 00:00:00 | [7 empty] | MONOFLO | CLM113R2/DIK/A114 | 30/107823/1 |  | 2003 | F03 | 2003 | PUMP | 1831010 | FM03_100 | F03 |  |  | ACTV | 2013-03-27 | DZIWULS2 | 2012-02-22 | ZYNDAK | 2013-03-27 | M | E_PUMP
10000683 | MOTOR, LIME FEED PUMP 1, WEST | E-S-C03-F-STP-SLUDG-LIME | 20205M | [8 empty] | IE000000000010000683 | LIME | 14219 |  |  | NY | 0000000000 |  |  |  | EN |  | 3690 LAKESHORE ROAD | ASEQ |  | X |  | 00:00:00 | [11 empty] | 2003 | F03 | 2003 | MOTOR | 1831010 | FM03_100 | F03 | 10000682 |  | ACTV | 2013-03-27 | DZIWULS2 | 2012-02-22 | ZYNDAK | 2013-03-27 | M | E_MOTOR
10000684 | PUMP 2, POSITIVE DISP, LIME FEED, WEST | E-S-C03-F-STP-SLUDG-LIME | 20206 | [8 empty] | IE000000000010000684 | LIME | 14219 |  |  | NY | 0000000000 |  |  |  | EN |  | 3690 LAKESHORE ROAD | INST |  | X |  | 00:00:00 | [7 empty] | MONOFLO | CLM113R2/DIK | 30/107823/3 |  | 2003 | F03 | 2003 | PUMP | 1831010 | FM03_100 | F03 |  |  | ACTV | 2013-03-27 | DZIWULS2 | 2012-02-22 | ZYNDAK | 2013-03-27 | M | E_PUMP
10000685 | MOTOR, LIME FEED PUMP 2, EAST | E-S-C03-F-STP-SLUDG-LIME | 20206M | [8 empty] | IE000000000010000685 | LIME | 14219 |  |  | NY | 0000000000 |  |  |  | EN |  | 3690 LAKESHORE ROAD | ASEQ |  | X |  | 00:00:00 | [11 empty] | 2003 | F03 | 2003 | MOTOR | 1831010 | FM03_100 | F03 | 10000684 |  | ACTV | 2013-03-27 | DZIWULS2 | 2012-02-22 | ZYNDAK | 2013-03-27 | M | E_MOTOR
10000686 | PUMP 3, POSITIVE DISP, LIME FEED | E-S-C03-F-STP-SLUDG-LIME | 20207 | [8 empty] | IE000000000010000686 | LIME | 14219 |  |  | NY | 0000000000 |  |  |  | EN |  | 3690 LAKESHORE ROAD | INST |  | X |  | 00:00:00 | [11 empty] | 2003 | F03 | 2003 | PUMP | 1831010 | FM03_100 | F03 |  |  | ACTV | 2013-03-27 | DZIWULS2 | 2012-02-22 | ZYNDAK | 2013-03-27 | M | E_PUMP
10000687 | MOTOR, LIME TRANSFER PUMP | E-S-C03-F-STP-SLUDG-LIME | 20207M | [8 empty] | IE000000000010000687 | LIME | 14219 |  |  | NY | 0000000000 |  |  |  | EN |  | 3690 LAKESHORE ROAD | ASEQ |  | X |  | 00:00:00 | [11 empty] | 2003 | F03 | 2003 | MOTOR | 1831010 | FM03_100 | F03 | 10000686 |  | ACTV | 2013-03-27 | DZIWULS2 | 2012-02-22 | ZYNDAK | 2013-03-27 | M | E_MOTOR
10000688 | PUMP 4, POSITIVE DISP, LIME FEED | E-S-C03-F-STP-SLUDG-LIME | 20208 | [8 empty] | IE000000000010000688 | LIME | 14219 |  |  | NY | 0000000000 |  |  |  | EN |  | 3690 LAKESHORE ROAD | INST |  | X |  | 00:00:00 | [7 empty] | MONOFLO | CLM113R2/DIK | 30/107823/12 |  | 2003 | F03 | 2003 | PUMP | 1831010 | FM03_100 | F03 |  |  | ACTV | 2013-03-27 | DZIWULS2 | 2012-02-22 | ZYNDAK | 2013-03-27 | M | E_PUMP
10000689 | MOTOR, LIME FEED PUMP 4 | E-S-C03-F-STP-SLUDG-LIME | 20208M | [8 empty] | IE000000000010000689 | LIME | 14219 |  |  | NY | 0000000000 |  |  |  | EN |  | 3690 LAKESHORE ROAD | ASEQ |  | X |  | 00:00:00 | [11 empty] | 2003 | F03 | 2003 | MOTOR | 1831010 | FM03_100 | F03 | 10000688 |  | ACTV | 2013-03-27 | DZIWULS2 | 2012-02-22 | ZYNDAK | 2013-03-27 | M | E_MOTOR
10005672 | MOTOR, LIME FEED PUMP | E-S-C03-F-STP-SLUDG-LIME | SAP001342 | [8 empty] | IE000000000010005672 | LIME | 14219 |  |  | NY | 0000000000 |  |  |  | EN |  | 3690 LAKESHORE ROAD | INST |  | X |  | 00:00:00 | [11 empty] | 2003 | F03 | 2003 | MOTOR | 1831010 | FM03_100 | F03 |  |  | ACTV | 2013-03-28 | DZIWULS2 | 2012-02-22 | ZYNDAK | 2013-03-28 | M | E_MOTOR
10000729 | VFD 1, POLYMER METERING PUMP | E-S-C03-F-STP-SLUDG-PLYMR | 20407 | [8 empty] | IE000000000010000729 | POLYMER | 14219 |  |  | NY | 0000000000 |  |  |  | EN |  | 3690 LAKESHORE ROAD | ASEQ |  | X |  | 00:00:00 | [11 empty] | 2003 | F03 | 2003 | VFD | 1831010 | FM03_100 | F03 | 10072550 |  | ACTV | 2016-12-09 | DZIWULS2 | 2012-02-22 | PINTOM | 2016-12-09 | M | E_VFD
10000730 | VFD 2, POLYMER METERING PUMP | E-S-C03-F-STP-SLUDG-PLYMR | 20408 | [8 empty] | IE000000000010000730 | POLYMER | 14219 |  |  | NY | 0000000000 |  |  |  | EN |  | 3690 LAKESHORE ROAD | ASEQ |  | X |  | 00:00:00 | [11 empty] | 2003 | F03 | 2003 | VFD | 1831010 | FM03_100 | F03 | 10072551 |  | ACTV | 2016-12-09 | DZIWULS2 | 2012-02-22 | PINTOM | 2016-12-09 | M | E_VFD
10000731 | VFD 3, POLYMER METERING PUMP | E-S-C03-F-STP-SLUDG-PLYMR | 20409 | [8 empty] | IE000000000010000731 | POLYMER | 14219 |  |  | NY | 0000000000 |  |  |  | EN |  | 3690 LAKESHORE ROAD | ASEQ |  | X |  | 00:00:00 | [8 empty] | TB WOODS |  |  | 2003 | F03 | 2003 | VFD | 1831010 | FM03_100 | F03 | 10072552 |  | ACTV | 2016-12-09 | DZIWULS2 | 2012-02-22 | PINTOM | 2016-12-09 | M | E_VFD
10000917 | PUMP 4, POLYMER METERING, ASH TANK | E-S-C03-F-STP-SLUDG-PLYMR | 21235 | [8 empty] | IE000000000010000917 | POLYMER | 14219 |  |  | NY | 0000000000 |  |  |  | EN |  | 3690 LAKESHORE ROAD | INST |  | X |  | 00:00:00 | [11 empty] | 2003 | F03 | 2003 | PUMP | 1831010 | FM03_100 | F03 |  |  | ACTV | 2013-03-27 | DZIWULS2 | 2012-02-22 | KAMINSKK | 2014-10-01 | M | E_PUMP
10000918 | MOTOR, ASH TANK POLYMER PUMP | E-S-C03-F-STP-SLUDG-PLYMR | 21235M | [8 empty] | IE000000000010000918 | POLYMER | 14219 |  |  | NY | 0000000000 |  |  |  | EN |  | 3690 LAKESHORE ROAD | ASEQ |  | X |  | 00:00:00 | [7 empty] | WATSON-MARLO |  |  |  | 2003 | F03 | 2003 | MOTOR | 1831010 | FM03_100 | F03 | 10000917 |  | ACTV | 2013-03-27 | DZIWULS2 | 2012-02-22 | ZYNDAK | 2013-03-27 | M | E_MOTOR
10000919 | PUMP, POLYBLEND? | E-S-C03-F-STP-SLUDG-PLYMR | 21236 | [8 empty] | IE000000000010000919 | POLYMER | 14219 |  |  | NY | 0000000000 |  |  |  | EN |  | 3690 LAKESHORE ROAD | INST |  | X |  | 00:00:00 | [7 empty] | STRANCO | PB40 | 3080 |  | 2003 | F03 | 2003 | PUMP | 1831010 | FM03_100 | F03 |  |  | ACTV | 2013-03-27 | DZIWULS2 | 2012-02-22 | KAMINSKK | 2015-03-11 | M | E_PUMP
10000920 | MOTOR, POLYBLEND PUMP | E-S-C03-F-STP-SLUDG-PLYMR | 21236M | [8 empty] | IE000000000010000920 | POLYMER | 14219 |  |  | NY | 0000000000 |  |  |  | EN |  | 3690 LAKESHORE ROAD | ASEQ |  | X |  | 00:00:00 | [11 empty] | 2003 | F03 | 2003 | MOTOR | 1831010 | FM03_100 | F03 | 10000919 |  | ACTV | 2013-03-27 | DZIWULS2 | 2012-02-22 | ZYNDAK | 2013-03-27 | M | E_MOTOR
10072550 | PUMP 1, POLYMER METERING | E-S-C03-F-STP-SLUDG-PLYMR | [9 empty] | IE000000000010072550 | POLYMER | 14219 |  |  | NY | 0000000000 |  |  |  | EN |  | 3690 LAKESHORE ROAD | INST |  | X |  | 00:00:00 | [7 empty] | LIBERTY PROCESS EQUIPMENT | 1LL6CDQ | 46201-2 |  | 2003 | F03 | 2003 | PUMP | 1831010 | FM03_100 | F03 |  |  | ACTV | 2016-12-09 | PINTOM | 2016-11-30 | PINTOM | 2016-12-09 | M | E_PUMP
10072551 | PUMP 2, POLYMER METERING | E-S-C03-F-STP-SLUDG-PLYMR | [9 empty] | IE000000000010072551 | POLYMER | 14219 |  |  | NY | 0000000000 |  |  |  | EN |  | 3690 LAKESHORE ROAD | INST |  | X |  | 00:00:00 | [7 empty] | LIBERTY PROCESS EQUIPMENT | 1LL6CDQ | 46201-1 |  | 2003 | F03 | 2003 | PUMP | 1831010 | FM03_100 | F03 |  |  | ACTV | 2016-12-09 | PINTOM | 2016-11-30 | PINTOM | 2016-12-09 | M | E_PUMP
10072552 | PUMP 3, POLYMER METERING | E-S-C03-F-STP-SLUDG-PLYMR | [9 empty] | IE000000000010072552 | POLYMER | 14219 |  |  | NY | 0000000000 |  |  |  | EN |  | 3690 LAKESHORE ROAD | INST |  | X |  | 00:00:00 | [7 empty] | LIBERTY PROCESS EQUIPMENT | 1LL6CDQ | 46201-3 |  | 2003 | F03 | 2003 | PUMP | 1831010 | FM03_100 | F03 |  |  | ACTV | 2016-12-09 | PINTOM | 2016-11-30 | PINTOM | 2016-12-09 | M | E_PUMP
10072553 | GEARBOX, POLYMER METERING PUMP 1 | E-S-C03-F-STP-SLUDG-PLYMR | [9 empty] | IE000000000010072553 | POLYMER | 14219 |  |  | NY | 0000000000 |  |  |  | EN |  | 3690 LAKESHORE ROAD | ASEQ |  | X |  | 00:00:00 | [7 empty] | SEW-EURODRIVE INC USA | RX57DRE100L4 | 850096036.13.13.002 |  | 2003 | F03 | 2003 | GEARBOX | 1831010 | FM03_100 | F03 | 10072550 |  | ACTV | 2016-12-09 | PINTOM | 2016-11-30 | PINTOM | 2016-12-09 | M | E_GEARBOX
10072554 | GEARBOX, POLYMER METERING PUMP 2 | E-S-C03-F-STP-SLUDG-PLYMR | [9 empty] | IE000000000010072554 | POLYMER | 14219 |  |  | NY | 0000000000 |  |  |  | EN |  | 3690 LAKESHORE ROAD | ASEQ |  | X |  | 00:00:00 | [7 empty] | SEW-EURODRIVE INC USA | RX57DRE100L4 | 850096036.13.13.003 |  | 2003 | F03 | 2003 | GEARBOX | 1831010 | FM03_100 | F03 | 10072551 |  | ACTV | 2016-12-09 | PINTOM | 2016-11-30 | PINTOM | 2016-12-09 | M | E_GEARBOX
10072555 | GEARBOX, POLYMER METERING PUMP 3 | E-S-C03-F-STP-SLUDG-PLYMR | [9 empty] | IE000000000010072555 | POLYMER | 14219 |  |  | NY | 0000000000 |  |  |  | EN |  | 3690 LAKESHORE ROAD | ASEQ |  | X |  | 00:00:00 | [7 empty] | SEW-EURODRIVE INC USA | RX57DRE100L4 | 850096036.13.13.001 |  | 2003 | F03 | 2003 | GEARBOX | 1831010 | FM03_100 | F03 | 10072552 |  | ACTV | 2016-12-09 | PINTOM | 2016-11-30 | PINTOM | 2016-12-09 | M | E_GEARBOX
10072556 | MOTOR, POLYMER METERING PUMP 1 | E-S-C03-F-STP-SLUDG-PLYMR | [9 empty] | IE000000000010072556 | POLYMER | 14219 |  |  | NY | 0000000000 |  |  |  | EN |  | 3690 LAKESHORE ROAD | ASEQ |  | X |  | 00:00:00 | [7 empty] | SEW-EURODRIVE INC USA | RX57DRE100L4 | 850096036.13.13.002 |  | 2003 | F03 | 2003 | MOTOR | 1831010 | FM03_100 | F03 | 10072550 |  | ACTV | 2016-12-09 | PINTOM | 2016-11-30 | PINTOM | 2016-12-09 | M | E_MOTOR
10072557 | MOTOR, POLYMER METERING PUMP 2 | E-S-C03-F-STP-SLUDG-PLYMR | [9 empty] | IE000000000010072557 | POLYMER | 14219 |  |  | NY | 0000000000 |  |  |  | EN |  | 3690 LAKESHORE ROAD | ASEQ |  | X |  | 00:00:00 | [7 empty] | SEW-EURODRIVE INC USA | RX57DRE100L4 | 850096036.13.13.003 |  | 2003 | F03 | 2003 | MOTOR | 1831010 | FM03_100 | F03 | 10072551 |  | ACTV | 2016-12-09 | PINTOM | 2016-11-30 | PINTOM | 2016-12-09 | M | E_MOTOR
10072558 | MOTOR, POLYMER METERING PUMP 3 | E-S-C03-F-STP-SLUDG-PLYMR | [9 empty] | IE000000000010072558 | POLYMER | 14219 |  |  | NY | 0000000000 |  |  |  | EN |  | 3690 LAKESHORE ROAD | ASEQ |  | X |  | 00:00:00 | [7 empty] | SEW-EURODRIVE INC USA | RX57DRE100L4 | 850096036.13.13.001 |  | 2003 | F03 | 2003 | MOTOR | 1831010 | FM03_100 | F03 | 10072552 |  | ACTV | 2016-12-09 | PINTOM | 2016-11-30 | PINTOM | 2016-12-09 | M | E_MOTOR
10070163 | PUMP, PISTON, SCHWING, 'X' | E-S-C03-F-STP-SLUDG-PUMP | [9 empty] | IE000000000010070163 | Dewatered Sludge Pumping | 14219 |  |  | NY | 0000000000 |  |  |  | EN |  | 3690 LAKESHORE ROAD | INST |  | X |  | 00:00:00 | [7 empty] | SCHWING | KSP 10v(HD)-SFMS |  |  | 2003 | F03 | 2003 | GENL | 1831010 | FM03_100 | F03 |  |  | ACTV | 2011-01-01 | KAMINSKK | 2014-08-12 | KAMINSKK | 2015-03-13 | M | E_PUMP
10070164 | PUMP, PISTON, SCHWING, 'Y' | E-S-C03-F-STP-SLUDG-PUMP | [9 empty] | IE000000000010070164 | Dewatered Sludge Pumping | 14219 |  |  | NY | 0000000000 |  |  |  | EN |  | 3690 LAKESHORE ROAD | INST |  | X |  | 00:00:00 | [7 empty] | SCHWING | KSP 10v(HD)-SFMS |  |  | 2003 | F03 | 2003 | GENL | 1831010 | FM03_100 | F03 |  |  | ACTV | 2011-01-01 | KAMINSKK | 2014-08-12 | KAMINSKK | 2015-03-13 | M | E_PUMP
10000906 | PUMP, SCRUBBER ASH 1, "X-A", 1A | E-S-C03-F-STP-SLUDG-RMVL | 21230 | [8 empty] | IE000000000010000906 | Sludge/ash removal | 14219 |  |  | NY | 0000000000 |  |  |  | EN |  | 3690 LAKESHORE ROAD | INST |  | X |  | 00:00:00 | [7 empty] | BLACKMER | LD17 | 821343LD |  | 2003 | F03 | 2003 | GENL | 1831010 | FM03_100 | F03 |  |  | ACTV | 2013-03-22 | DZIWULS2 | 2012-02-22 | ZYNDAK | 2013-03-22 | M | E_PUMP
10000907 | MOTOR, SCRUBBER ASH PUMP 1, "X-A" | E-S-C03-F-STP-SLUDG-RMVL | 21230M | [8 empty] | IE000000000010000907 | Sludge/ash removal | 14219 |  |  | NY | 0000000000 |  |  |  | EN |  | 3690 LAKESHORE ROAD | ASEQ |  | X |  | 00:00:00 | [11 empty] | 2003 | F03 | 2003 | GENL | 1831010 | FM03_100 | F03 | 10000906 |  | ACTV | 2016-01-01 | DZIWULS2 | 2012-02-22 | KAMINSKK | 2016-05-20 | M | E_MOTOR
10000909 | PUMP, SCRUBBER ASH 2, "X-B", 1B | E-S-C03-F-STP-SLUDG-RMVL | 21231 | [8 empty] | IE000000000010000909 | Sludge/ash removal | 14219 |  |  | NY | 0000000000 |  |  |  | EN |  | 3690 LAKESHORE ROAD | INST |  | X |  | 00:00:00 | [8 empty] | AL/LD17 2 X 3 - 10 | 861136/LD |  | 2003 | F03 | 2003 | PUMP | 1831010 | FM03_100 | F03 |  |  | ACTV | 2013-03-22 | DZIWULS2 | 2012-02-22 | ZYNDAK | 2013-03-22 | M | E_PUMP
10000910 | MOTOR, ASH SCRUBBER PUMP 2 "X-B" | E-S-C03-F-STP-SLUDG-RMVL | 21231M | [8 empty] | IE000000000010000910 | Sludge/ash removal | 14219 |  |  | NY | 0000000000 |  |  |  | EN |  | 3690 LAKESHORE ROAD | ASEQ |  | X |  | 00:00:00 | [11 empty] | 2003 | F03 | 2003 | MOTOR | 1831010 | FM03_100 | F03 | 10000909 |  | ACTV | 2013-03-22 | DZIWULS2 | 2012-02-22 | ZYNDAK | 2013-03-22 | M | E_MOTOR
10000911 | PUMP, SCRUBBER ASH 3, "Y-A", 2B | E-S-C03-F-STP-SLUDG-RMVL | 21232 | [8 empty] | IE000000000010000911 | Sludge/ash removal | 14219 |  |  | NY | 0000000000 |  |  |  | EN |  | 3690 LAKESHORE ROAD | INST |  | X |  | 00:00:00 | [8 empty] | CPN 107659 |  |  | 2003 | F03 | 2003 | PUMP | 1831010 | FM03_100 | F03 |  |  | ACTV | 2013-03-22 | DZIWULS2 | 2012-02-22 | ZYNDAK | 2013-03-22 | M | E_PUMP
10000912 | MOTOR, ASH SCRUBBER PUMP 3 "Y-A" | E-S-C03-F-STP-SLUDG-RMVL | 21232M | [8 empty] | IE000000000010000912 | Sludge/ash removal | 14219 |  |  | NY | 0000000000 |  |  |  | EN |  | 3690 LAKESHORE ROAD | ASEQ |  | X |  | 00:00:00 | [11 empty] | 2003 | F03 | 2003 | MOTOR | 1831010 | FM03_100 | F03 | 10000911 |  | ACTV | 2013-03-22 | DZIWULS2 | 2012-02-22 | ZYNDAK | 2013-03-22 | M | E_MOTOR
10000914 | PUMP, SCRUBBER ASH 4, "Y-B", 2B | E-S-C03-F-STP-SLUDG-RMVL | 21233 | [8 empty] | IE000000000010000914 | Sludge/ash removal | 14219 |  |  | NY | 0000000000 |  |  |  | EN |  | 3690 LAKESHORE ROAD | INST |  | X |  | 00:00:00 | [8 empty] | AL/LD17 2 X 3 - 10 | 861135/LD |  | 2003 | F03 | 2003 | PUMP | 1831010 | FM03_100 | F03 |  |  | ACTV | 2013-03-22 | DZIWULS2 | 2012-02-22 | ZYNDAK | 2013-03-22 | M | E_PUMP
10000915 | MOTOR, ASH SCRUBBER PUMP 4 "Y-B" | E-S-C03-F-STP-SLUDG-RMVL | 21233M | [8 empty] | IE000000000010000915 | Sludge/ash removal | 14219 |  |  | NY | 0000000000 |  |  |  | EN |  | 3690 LAKESHORE ROAD | ASEQ |  | X |  | 00:00:00 | [11 empty] | 2003 | F03 | 2003 | MOTOR | 1831010 | FM03_100 | F03 | 10000914 |  | ACTV | 2013-03-22 | DZIWULS2 | 2012-02-22 | ZYNDAK | 2013-03-22 | M | E_MOTOR
10002220 | PUMP, ASH TRANSFER, WATSON MARLOW, SPX80 | E-S-C03-F-STP-SLUDG-RMVL | 31501 | [8 empty] | IE000000000010002220 | Sludge/ash removal | 14219 |  |  | NY | 0000000000 |  |  |  | EN |  | 3690 LAKESHORE ROAD | INST |  | X |  | 00:00:00 | [7 empty] | WATSON-MARLOW BREDEL | SPX80 |  |  | 2003 | F03 | 2003 | PUMP | 1831010 | FM03_100 | F03 |  |  | ACTV | 2013-03-22 | DZIWULS2 | 2012-02-22 | KAMINSKK | 2022-06-24 | M | E_PUMP
10005485 | PANEL, CONTROL, SCRUBBER ASH PUMPS | E-S-C03-F-STP-SLUDG-RMVL | SAP001155 | [8 empty] | IE000000000010005485 | Sludge/ash removal | 14219 |  |  | NY | 0000000000 |  |  |  | EN |  | 3690 LAKESHORE ROAD | INST |  | X |  | 00:00:00 | [11 empty] | 2003 | F03 | 2003 | CONTROL | 1831010 | FM03_100 | F03 |  |  | ACTV | 2013-03-22 | DZIWULS2 | 2012-02-22 | ZYNDAK | 2013-03-22 | M | E_CONTROL
10005691 | MOTOR, ASH PUMP | E-S-C03-F-STP-SLUDG-RMVL | SAP001361 | [8 empty] | IE000000000010005691 | Sludge/ash removal | 14219 |  |  | NY | 0000000000 |  |  |  | EN |  | 3690 LAKESHORE ROAD | ASEQ |  | X |  | 00:00:00 | [7 empty] | BALDOR | CEM2332T-M17BR |  |  | 2003 | F03 | 2003 | MOTOR | 1831010 | FM03_100 | F03 | 10002220 |  | ACTV | 2013-03-22 | DZIWULS2 | 2012-02-22 | ZYNDAK | 2013-03-22 | M | E_MOTOR
10000625 | PUMP, SCUM, BIOCLARIFIER, 1A | E-S-C03-F-STP-SLUDG-SCUM | 19011 | [8 empty] | IE000000000010000625 | Scum | 14219 |  |  | NY | 0000000000 |  |  |  | EN |  | 3690 LAKESHORE ROAD | INST |  | X |  | 00:00:00 | [7 empty] | CHICAGO PUMPS | 22102 | 61-9039 |  | 2003 | F03 | 2003 | PUMP | 1831010 | FM03_100 | F03 |  |  | ACTV | 2011-01-01 | DZIWULS2 | 2012-02-22 | YUNGC | 2012-06-08 | M | E_PUMP
10000626 | MOTOR, BIOCLARIFIER SCUM PUMP 1A | E-S-C03-F-STP-SLUDG-SCUM | 19011M | [8 empty] | IE000000000010000626 | Scum | 14219 |  |  | NY | 0000000000 |  |  |  | EN |  | 3690 LAKESHORE ROAD | ASEQ |  | X |  | 00:00:00 | [11 empty] | 2003 | F03 | 2003 | MOTOR | 1831010 | FM03_100 | F03 | 10000625 |  | ACTV | 2013-03-16 | DZIWULS2 | 2012-02-22 | ZYNDAK | 2013-03-16 | M | E_MOTOR
10000627 | PUMP, SCUM, BIOCLARIFIER, 1B | E-S-C03-F-STP-SLUDG-SCUM | 19012 | [8 empty] | IE000000000010000627 | Scum | 14219 |  |  | NY | 0000000000 |  |  |  | EN |  | 3690 LAKESHORE ROAD | INST |  | X |  | 00:00:00 | [7 empty] | CHICAGO PUMPS | SLL4 | 61-9039 |  | 2003 | F03 | 2003 | PUMP | 1831010 | FM03_100 | F03 |  |  | ACTV | 2011-01-01 | DZIWULS2 | 2012-02-22 | YUNGC | 2012-06-08 | M | E_PUMP
10000628 | MOTOR, BIOCLARIFIER SCUM PUMP 1B | E-S-C03-F-STP-SLUDG-SCUM | 19012M | [8 empty] | IE000000000010000628 | Scum | 14219 |  |  | NY | 0000000000 |  |  |  | EN |  | 3690 LAKESHORE ROAD | ASEQ |  | X |  | 00:00:00 | [11 empty] | 2003 | F03 | 2003 | MOTOR | 1831010 | FM03_100 | F03 | 10000627 |  | ACTV | 2013-03-16 | DZIWULS2 | 2012-02-22 | ZYNDAK | 2013-03-16 | M | E_MOTOR
10000630 | PUMP, SCUM, BIOCLARIFIER, 2A | E-S-C03-F-STP-SLUDG-SCUM | 19021 | [8 empty] | IE000000000010000630 | Scum | 14219 |  |  | NY | 0000000000 |  |  |  | EN |  | 3690 LAKESHORE ROAD | INST |  | X |  | 00:00:00 | [7 empty] | CHICAGO PUMPS | SLL4 | 61-9039 |  | 2003 | F03 | 2003 | PUMP | 1831010 | FM03_100 | F03 |  |  | ACTV | 2011-01-01 | DZIWULS2 | 2012-02-22 | YUNGC | 2012-06-08 | M | E_PUMP
10000631 | MOTOR, BIOCLARIFIER SCUM PUMP 2A | E-S-C03-F-STP-SLUDG-SCUM | 19021M | [8 empty] | IE000000000010000631 | Scum | 14219 |  |  | NY | 0000000000 |  |  |  | EN |  | 3690 LAKESHORE ROAD | ASEQ |  | X |  | 00:00:00 | [11 empty] | 2003 | F03 | 2003 | MOTOR | 1831010 | FM03_100 | F03 | 10000630 |  | ACTV | 2013-03-16 | DZIWULS2 | 2012-02-22 | ZYNDAK | 2013-03-16 | M | E_MOTOR
10000632 | PUMP, SCUM, BIOCLARIFIER, 2B | E-S-C03-F-STP-SLUDG-SCUM | 19022 | [8 empty] | IE000000000010000632 | Scum | 14219 |  |  | NY | 0000000000 |  |  |  | EN |  | 3690 LAKESHORE ROAD | INST |  | X |  | 00:00:00 | [7 empty] | CHICAGO PUMPS | SLL4 | 61-9039 |  | 2003 | F03 | 2003 | PUMP | 1831010 | FM03_100 | F03 |  |  | ACTV | 2011-01-01 | DZIWULS2 | 2012-02-22 | YUNGC | 2012-06-08 | M | E_PUMP
10000633 | MOTOR, BIOCLARIFIER SCUM PUMP 2B | E-S-C03-F-STP-SLUDG-SCUM | 19022M | [8 empty] | IE000000000010000633 | Scum | 14219 |  |  | NY | 0000000000 |  |  |  | EN |  | 3690 LAKESHORE ROAD | ASEQ |  | X |  | 00:00:00 | [11 empty] | 2003 | F03 | 2003 | MOTOR | 1831010 | FM03_100 | F03 | 10000632 |  | ACTV | 2013-03-16 | DZIWULS2 | 2012-02-22 | ZYNDAK | 2013-03-16 | M | E_MOTOR
10000635 | PUMP, SCUM, BIOCLARIFIER, 3A | E-S-C03-F-STP-SLUDG-SCUM | 19031 | [8 empty] | IE000000000010000635 | Scum | 14219 |  |  | NY | 0000000000 |  |  |  | EN |  | 3690 LAKESHORE ROAD | INST |  | X |  | 00:00:00 | [7 empty] | CHICAGO PUMPS | SLL4 | 61-9039 |  | 2003 | F03 | 2003 | PUMP | 1831010 | FM03_100 | F03 |  |  | ACTV | 2011-01-01 | DZIWULS2 | 2012-02-22 | YUNGC | 2012-06-08 | M | E_PUMP
10000636 | MOTOR, BIOCLARIFIER SCUM PUMP 3A | E-S-C03-F-STP-SLUDG-SCUM | 19031M | [8 empty] | IE000000000010000636 | Scum | 14219 |  |  | NY | 0000000000 |  |  |  | EN |  | 3690 LAKESHORE ROAD | ASEQ |  | X |  | 00:00:00 | [11 empty] | 2003 | F03 | 2003 | MOTOR | 1831010 | FM03_100 | F03 | 10000635 |  | ACTV | 2013-03-16 | DZIWULS2 | 2012-02-22 | ZYNDAK | 2013-03-16 | M | E_MOTOR
10000637 | PUMP, SCUM, BIOCLARIFIER, 3B | E-S-C03-F-STP-SLUDG-SCUM | 19032 | [8 empty] | IE000000000010000637 | Scum | 14219 |  |  | NY | 0000000000 |  |  |  | EN |  | 3690 LAKESHORE ROAD | INST |  | X |  | 00:00:00 | [7 empty] | CHICAGO PUMPS | SLL4 | 61-9039 |  | 2003 | F03 | 2003 | PUMP | 1831010 | FM03_100 | F03 |  |  | ACTV | 2011-01-01 | DZIWULS2 | 2012-02-22 | YUNGC | 2012-06-08 | M | E_PUMP
10000638 | MOTOR, BIOCLARIFIER SCUM PUMP 3B | E-S-C03-F-STP-SLUDG-SCUM | 19032M | [8 empty] | IE000000000010000638 | Scum | 14219 |  |  | NY | 0000000000 |  |  |  | EN |  | 3690 LAKESHORE ROAD | ASEQ |  | X |  | 00:00:00 | [11 empty] | 2003 | F03 | 2003 | MOTOR | 1831010 | FM03_100 | F03 | 10000637 |  | ACTV | 2013-03-16 | DZIWULS2 | 2012-02-22 | ZYNDAK | 2013-03-16 | M | E_MOTOR
10000640 | PUMP, SCUM, BIOCLARIFIER, 4A | E-S-C03-F-STP-SLUDG-SCUM | 19041 | [8 empty] | IE000000000010000640 | Scum | 14219 |  |  | NY | 0000000000 |  |  |  | EN |  | 3690 LAKESHORE ROAD | INST |  | X |  | 00:00:00 | [7 empty] | CHICAGO PUMPS | SLL4 | 61-9039 |  | 2003 | F03 | 2003 | PUMP | 1831010 | FM03_100 | F03 |  |  | ACTV | 2011-01-01 | DZIWULS2 | 2012-02-22 | YUNGC | 2012-06-08 | M | E_PUMP
10000641 | MOTOR, BIOCLARIFIER SCUM PUMP 4A | E-S-C03-F-STP-SLUDG-SCUM | 19041M | [8 empty] | IE000000000010000641 | Scum | 14219 |  |  | NY | 0000000000 |  |  |  | EN |  | 3690 LAKESHORE ROAD | ASEQ |  | X |  | 00:00:00 | [11 empty] | 2003 | F03 | 2003 | MOTOR | 1831010 | FM03_100 | F03 | 10000640 |  | ACTV | 2013-03-16 | DZIWULS2 | 2012-02-22 | ZYNDAK | 2013-03-16 | M | E_MOTOR
10000642 | PUMP, SCUM, BIOCLARIFIER, 4B | E-S-C03-F-STP-SLUDG-SCUM | 19042 | [8 empty] | IE000000000010000642 | Scum | 14219 |  |  | NY | 0000000000 |  |  |  | EN |  | 3690 LAKESHORE ROAD | INST |  | X |  | 00:00:00 | [7 empty] | CHICAGO PUMPS | SLL4 | 61-9039 |  | 2003 | F03 | 2003 | PUMP | 1831010 | FM03_100 | F03 |  |  | ACTV | 2011-01-01 | DZIWULS2 | 2012-02-22 | YUNGC | 2012-06-08 | M | E_PUMP
10000643 | MOTOR, BIOCLARIFIER SCUM PUMP 4B | E-S-C03-F-STP-SLUDG-SCUM | 19042M | [8 empty] | IE000000000010000643 | Scum | 14219 |  |  | NY | 0000000000 |  |  |  | EN |  | 3690 LAKESHORE ROAD | ASEQ |  | X |  | 00:00:00 | [11 empty] | 2003 | F03 | 2003 | MOTOR | 1831010 | FM03_100 | F03 | 10000642 |  | ACTV | 2013-03-16 | DZIWULS2 | 2012-02-22 | ZYNDAK | 2013-03-16 | M | E_MOTOR
10000648 | PUMP, SCUM FEED, 1 | E-S-C03-F-STP-SLUDG-SCUM | 19060 | [8 empty] | IE000000000010000648 | Scum | 14219 |  |  | NY | 0000000000 |  |  |  | EN |  | 3690 LAKESHORE ROAD | INST |  | X |  | 00:00:00 | [8 empty] | CLK211R2D | 30/105435/1*2 |  | 2003 | F03 | 2003 | PUMP | 1831010 | FM03_100 | F03 |  |  | ACTV | 2011-01-01 | DZIWULS2 | 2012-02-22 | YUNGC | 2012-06-08 | M | E_PUMP
10000649 | MOTOR, SCUM FEED PUMP 1 | E-S-C03-F-STP-SLUDG-SCUM | 19060M | [8 empty] | IE000000000010000649 | Scum | 14219 |  |  | NY | 0000000000 |  |  |  | EN |  | 3690 LAKESHORE ROAD | ASEQ |  | X |  | 00:00:00 | [11 empty] | 2003 | F03 | 2003 | MOTOR | 1831010 | FM03_100 | F03 | 10000648 |  | ACTV | 2013-03-22 | DZIWULS2 | 2012-02-22 | ZYNDAK | 2013-03-22 | M | E_MOTOR
10000650 | PUMP, SCUM FEED, 2 | E-S-C03-F-STP-SLUDG-SCUM | 19061 | [8 empty] | IE000000000010000650 | Scum | 14219 |  |  | NY | 0000000000 |  |  |  | EN |  | 3690 LAKESHORE ROAD | INST |  | X |  | 00:00:00 | [7 empty] | MONOFLO | CLM113R2/DIK | 30/107823 /1 |  | 2003 | F03 | 2003 | PUMP | 1831010 | FM03_100 | F03 |  |  | ACTV | 2013-03-22 | DZIWULS2 | 2012-02-22 | ZYNDAK | 2013-03-22 | M | E_PUMP
10000651 | MOTOR, SCUM FEED PUMP 2 | E-S-C03-F-STP-SLUDG-SCUM | 19061M | [8 empty] | IE000000000010000651 | Scum | 14219 |  |  | NY | 0000000000 |  |  |  | EN |  | 3690 LAKESHORE ROAD | ASEQ |  | X |  | 00:00:00 | [11 empty] | 2003 | F03 | 2003 | MOTOR | 1831010 | FM03_100 | F03 | 10000650 |  | ACTV | 2013-03-22 | DZIWULS2 | 2012-02-22 | ZYNDAK | 2013-03-22 | M | E_MOTOR
10005607 | MOTOR, SCUM TANK FEEDER PUMP | E-S-C03-F-STP-SLUDG-SCUM | SAP001277 | [8 empty] | IE000000000010005607 | Scum | 14219 |  |  | NY | 0000000000 |  |  |  | EN |  | 3690 LAKESHORE ROAD | INST |  | X |  | 00:00:00 | [11 empty] | 2003 | F03 | 2003 | GENL | 1831010 | FM03_100 | F03 |  |  | ACTV | 2011-01-01 | DZIWULS2 | 2012-02-22 | KAMINSKK | 2015-03-10 | M | E_MOTOR
10005754 | PUMP, SCUM FEED, 3 | E-S-C03-F-STP-SLUDG-SCUM | SAP001424 | [8 empty] | IE000000000010005754 | Scum | 14219 |  |  | NY | 0000000000 |  |  |  | EN |  | 3690 LAKESHORE ROAD | INST |  | X |  | 00:00:00 | [11 empty] | 2003 | F03 | 2003 | PUMP | 1831010 | FM03_100 | F03 |  |  | ACTV | 2011-01-01 | DZIWULS2 | 2012-02-22 | ZYNDAK | 2013-03-22 | M | E_PUMP
10000613 | MOTOR, THICKENED SLUDGE TRANS. PUMP 1 | E-S-C03-F-STP-SLUDG-THKNR | 18151M | [8 empty] | IE000000000010000613 | Thickener | 14219 |  |  | NY | 0000000000 |  |  |  | EN |  | 3690 LAKESHORE ROAD | ASEQ |  | X |  | 00:00:00 | [11 empty] | 2003 | F03 | 2003 | MOTOR | 1831010 | FM03_100 | F03 | 10072781 |  | ACTV | 2017-04-06 | DZIWULS2 | 2012-02-22 | PINTOM | 2017-04-06 | M | E_MOTOR
10000619 | MOTOR, THICKENED SLUDGE TRANS. PUMP 3 | E-S-C03-F-STP-SLUDG-THKNR | 18171M | [8 empty] | IE000000000010000619 | Thickener | 14219 |  |  | NY | 0000000000 |  |  |  | EN |  | 3690 LAKESHORE ROAD | ASEQ |  | X |  | 00:00:00 | [11 empty] | 2003 | F03 | 2003 | MOTOR | 1831010 | FM03_100 | F03 | 10072782 |  | ACTV | 2017-04-06 | DZIWULS2 | 2012-02-22 | PINTOM | 2017-04-06 | M | E_MOTOR
10002297 | PUMP, ODOR, THICKENERS | E-S-C03-F-STP-SLUDG-THKNR | 33300 | [8 empty] | IE000000000010002297 | Thickener | 14219 |  |  | NY | 0000000000 |  |  |  | EN |  | 3690 LAKESHORE ROAD | INST |  | X |  | 00:00:00 | [7 empty] | ENVIROMIST | 1MCZ2 |  |  | 2003 | F03 | 2003 | PUMP | 1831010 | FM03_100 | F03 |  |  | ACTV | 2011-01-01 | DZIWULS2 | 2012-02-22 | YUNGC | 2012-06-08 | M | E_PUMP
10002298 | MOTOR, THICKENER ODOR CONTROL PUMP | E-S-C03-F-STP-SLUDG-THKNR | 33300M | [8 empty] | IE000000000010002298 | Thickener | 14219 |  |  | NY | 0000000000 |  |  |  | EN |  | 3690 LAKESHORE ROAD | ASEQ |  | X |  | 00:00:00 | [11 empty] | 2003 | F03 | 2003 | MOTOR | 1831010 | FM03_100 | F03 | 10002297 |  | ACTV | 2013-03-16 | DZIWULS2 | 2012-02-22 | ZYNDAK | 2013-03-16 | M | E_MOTOR
10002300 | PUMP, DOSING, ODOR, THICKENER | E-S-C03-F-STP-SLUDG-THKNR | 33310 | [8 empty] | IE000000000010002300 | Thickener | 14219 |  |  | NY | 0000000000 |  |  |  | EN |  | 3690 LAKESHORE ROAD | INST |  | X |  | 00:00:00 | [7 empty] | DOSATRON | DI-16 |  |  | 2003 | F03 | 2003 | PUMP | 1831010 | FM03_100 | F03 |  |  | ACTV | 2011-01-01 | DZIWULS2 | 2012-02-22 | YUNGC | 2012-06-08 | M | E_PUMP
10005480 | PANEL, CONTROL, THICKENER PUMP 1 | E-S-C03-F-STP-SLUDG-THKNR | SAP001150 | [8 empty] | IE000000000010005480 | Thickener | 14219 |  |  | NY | 0000000000 |  |  |  | EN |  | 3690 LAKESHORE ROAD | INST |  | X |  | 00:00:00 | [11 empty] | 2003 | F03 | 2003 | CONTROL | 1831010 | FM03_100 | F03 |  |  | ACTV | 2011-01-01 | DZIWULS2 | 2012-02-22 | YUNGC | 2012-06-08 | M | E_CONTROL
10005481 | PANEL, CONTROL, THICKENER PUMP 2 | E-S-C03-F-STP-SLUDG-THKNR | SAP001151 | [8 empty] | IE000000000010005481 | Thickener | 14219 |  |  | NY | 0000000000 |  |  |  | EN |  | 3690 LAKESHORE ROAD | INST |  | X |  | 00:00:00 | [11 empty] | 2003 | F03 | 2003 | CONTROL | 1831010 | FM03_100 | F03 |  |  | ACTV | 2011-01-01 | DZIWULS2 | 2012-02-22 | YUNGC | 2012-06-08 | M | E_CONTROL
10005482 | PANEL, CONTROL, THICKENER PUMP | E-S-C03-F-STP-SLUDG-THKNR | SAP001152 | [8 empty] | IE000000000010005482 | Thickener | 14219 |  |  | NY | 0000000000 |  |  |  | EN |  | 3690 LAKESHORE ROAD | INST |  | X |  | 00:00:00 | [11 empty] | 2003 | F03 | 2003 | CONTROL | 1831010 | FM03_100 | F03 |  |  | ACTV | 2011-01-01 | DZIWULS2 | 2012-02-22 | YUNGC | 2012-06-08 | M | E_CONTROL
10068778 | PUMP, THICKENER SLUDGE TRANSFER, 2 | E-S-C03-F-STP-SLUDG-THKNR | 18161 | [8 empty] | IE000000000010068778 | Thickener | 14219 |  |  | NY | 0000000000 |  |  |  | EN |  | 3690 LAKESHORE ROAD | INST |  | X |  | 00:00:00 | [7 empty] | LOBEPRO | SM100 | SM100.T(DQXANAN4)-100980 |  | 2003 | F03 | 2003 | PUMP | 1831010 | FM03_100 | F03 |  |  | ACTV | 2013-03-15 | ZYNDAK | 2013-04-29 | KAMINSKK | 2018-08-16 | M | E_PUMP
10072781 | PUMP, THICKENER SLUDGE TRANSFER, 1 | E-S-C03-F-STP-SLUDG-THKNR | [9 empty] | IE000000000010072781 | Thickener | 14219 |  |  | NY | 0000000000 |  |  |  | EN |  | 3690 LAKESHORE ROAD | INST |  | X |  | 00:00:00 | [7 empty] | LOBEPRO | SM100 |  |  | 2003 | F03 | 2003 | PUMP | 1831010 | FM03_100 | F03 |  |  | ACTV | 2017-04-06 | PINTOM | 2017-04-06 | KAMINSKK | 2018-08-16 | M | E_PUMP
10072782 | PUMP, THICKENER SLUDGE TRANSFER, 3 | E-S-C03-F-STP-SLUDG-THKNR | [9 empty] | IE000000000010072782 | Thickener | 14219 |  |  | NY | 0000000000 |  |  |  | EN |  | 3690 LAKESHORE ROAD | INST |  | X |  | 00:00:00 | [7 empty] | LOBEPRO | SM100 |  |  | 2003 | F03 | 2003 | PUMP | 1831010 | FM03_100 | F03 |  |  | ACTV | 2017-04-06 | PINTOM | 2017-04-06 | KAMINSKK | 2018-08-16 | M | E_PUMP
10000536 | MOTOR, SANDFILTER BACKWASH PUMP 1 | E-S-C03-F-STP-TRTRY-SFLTR | 15122M | [6 empty] | AUX PUMP |  | IE000000000010000536 | Sand Filters | 14219 |  |  | NY | 0000000000 |  |  |  | EN |  | 3690 LAKESHORE ROAD | ASEQ |  | X |  | 00:00:00 | [7 empty] | US ELECTRICAL MOTORS |  | 81203008026-100R |  | 2003 | F03 | 2003 | MOTOR | 1831010 | FM03_100 | F03 | 10068637 |  | ACTV | 2013-01-22 | DZIWULS2 | 2012-02-22 | KAMINSKK | 2018-08-27 | M | E_MOTOR
10000537 | MOTOR, SANDFILTER BACKWASH PUMP 2 | E-S-C03-F-STP-TRTRY-SFLTR | 15123M | [6 empty] | AUX PUMP |  | IE000000000010000537 | Sand Filters | 14219 |  |  | NY | 0000000000 |  |  |  | EN |  | 3690 LAKESHORE ROAD | ASEQ |  | X |  | 00:00:00 | [11 empty] | 2003 | F03 | 2003 | MOTOR | 1831010 | FM03_100 | F03 | 10068638 |  | ACTV | 2013-01-22 | DZIWULS2 | 2012-02-22 | KAMINSKK | 2018-08-27 | M | E_MOTOR
10001977 | PUMP, SAMPLE, SANDFILTER, F1 | E-S-C03-F-STP-TRTRY-SFLTR | 27010 | [8 empty] | IE000000000010001977 | Sand Filters | 14219 |  |  | NY | 0000000000 |  |  |  | EN |  | 3690 LAKESHORE ROAD | INST |  | X |  | 00:00:00 | [8 empty] | D1212 | Y677806C |  | 2003 | F03 | 2003 | PUMP | 1831010 | FM03_100 | F03 |  |  | ACTV | 2011-01-01 | DZIWULS2 | 2012-02-22 | KAMINSKK | 2016-02-04 | M | E_PUMP
10001978 | MOTOR, SAMPLE PUMP, SANDFILTER, F1 | E-S-C03-F-STP-TRTRY-SFLTR | 27010M | [8 empty] | IE000000000010001978 | Sand Filters | 14219 |  |  | NY | 0000000000 |  |  |  | EN |  | 3690 LAKESHORE ROAD | ASEQ |  | X |  | 00:00:00 | [11 empty] | 2003 | F03 | 2003 | MOTOR | 1831010 | FM03_100 | F03 | 10001977 |  | ACTV | 2011-01-11 | DZIWULS2 | 2012-02-22 | ZYNDAK | 2013-01-22 | M | E_MOTOR
10005520 | SENSOR, LEVEL, BACKWASH PUMP WELL | E-S-C03-F-STP-TRTRY-SFLTR | SAP001190 | [8 empty] | IE000000000010005520 | Sand Filters | 14219 |  |  | NY | 0000000000 |  |  |  | EN |  | 3690 LAKESHORE ROAD | INST |  | X |  | 00:00:00 | [7 empty] | MILLTRONICS | HYDRORANGER 200 |  |  | 2003 | F03 | 2003 | MONITOR | 1831010 | FM03_100 | F03 |  |  | ACTV | 2011-01-01 | DZIWULS2 | 2012-02-22 | KAMINSKK | 2017-02-15 | M | E_MONITOR
10068637 | PUMP, SANDFILTER BACKWASH 1 | E-S-C03-F-STP-TRTRY-SFLTR | 15122 | [6 empty] | AUX PUMP |  | IE000000000010068637 | Sand Filters | 14219 |  |  | NY | 0000000000 |  |  |  | EN |  | 3690 LAKESHORE ROAD | INST |  | X |  | 00:00:00 |  |  | USD |  |  |  |  | AMERICAN MARSH | 20LC | 126765 |  | 2003 | F03 | 2003 | PUMP | 1831010 | FM03_100 | F03 |  |  | ACTV | 2013-01-22 | ZYNDAK | 2013-01-22 | KAMINSKK | 2018-08-27 | M | E_PUMP
10068638 | PUMP, SANDFILTER BACKWASH 2 | E-S-C03-F-STP-TRTRY-SFLTR | 15123 | [6 empty] | AUX PUMP |  | IE000000000010068638 | Sand Filters | 14219 |  |  | NY | 0000000000 |  |  |  | EN |  | 3690 LAKESHORE ROAD | INST |  | X |  | 00:00:00 |  |  | USD |  |  |  |  | AMERICAN MARSH | 20LC | 126766 |  | 2003 | F03 | 2003 | PUMP | 1831010 | FM03_100 | F03 |  |  | ACTV | 2013-01-22 | ZYNDAK | 2013-01-22 | KAMINSKK | 2018-08-27 | M | E_PUMP
10000390 | PUMP, SLUDGE, STRIPPER, 1A | E-S-C03-F-STP-TRTRY-STRIP | 14103 | [8 empty] | IE000000000010000390 | Phostrip | 14219 |  |  | NY | 0000000000 |  |  |  | EN |  | 3690 LAKESHORE ROAD | INST |  | X |  | 00:00:00 | [7 empty] | A W CHESTERTON |  | 7999A |  | 2003 | F03 | 2003 | PUMP | 1831010 | FM03_100 | F03 |  |  | ACTV | 2011-01-01 | DZIWULS2 | 2012-02-22 | YUNGC | 2012-06-08 | M | E_PUMP
10000391 | MOTOR, SLUDGE STRIPPER PUMP 1A | E-S-C03-F-STP-TRTRY-STRIP | 14103M | [8 empty] | IE000000000010000391 | Phostrip | 14219 |  |  | NY | 0000000000 |  |  |  | EN |  | 3690 LAKESHORE ROAD | ASEQ |  | X |  | 00:00:00 | [11 empty] | 2003 | F03 | 2003 | MOTOR | 1831010 | FM03_100 | F03 | 10000390 |  | ACTV | 2013-03-16 | DZIWULS2 | 2012-02-22 | ZYNDAK | 2013-03-16 | M | E_MOTOR
10000392 | PUMP, SLUDGE, STRIPPER, 1B | E-S-C03-F-STP-TRTRY-STRIP | 14104 | [8 empty] | IE000000000010000392 | Phostrip | 14219 |  |  | NY | 0000000000 |  |  |  | EN |  | 3690 LAKESHORE ROAD | INST |  | X |  | 00:00:00 | [7 empty] | MONOFLO |  |  |  | 2003 | F03 | 2003 | PUMP | 1831010 | FM03_100 | F03 |  |  | ACTV | 2011-01-01 | DZIWULS2 | 2012-02-22 | YUNGC | 2012-06-08 | M | E_PUMP
10000393 | MOTOR, SLUDGE STRIPPER PUMP 1B | E-S-C03-F-STP-TRTRY-STRIP | 14104M | [8 empty] | IE000000000010000393 | Phostrip | 14219 |  |  | NY | 0000000000 |  |  |  | EN |  | 3690 LAKESHORE ROAD | ASEQ |  | X |  | 00:00:00 | [11 empty] | 2003 | F03 | 2003 | MOTOR | 1831010 | FM03_100 | F03 | 10000392 |  | ACTV | 2013-03-16 | DZIWULS2 | 2012-02-22 | ZYNDAK | 2013-03-16 | M | E_MOTOR
10000394 | PUMP, SUPERNATE, 1A | E-S-C03-F-STP-TRTRY-STRIP | 14105 | [8 empty] | IE000000000010000394 | Phostrip | 14219 |  |  | NY | 0000000000 |  |  |  | EN |  | 3690 LAKESHORE ROAD | INST |  | X |  | 00:00:00 | [7 empty] | WORTHINGTON |  |  |  | 2003 | F03 | 2003 | PUMP | 1831010 | FM03_100 | F03 |  |  | ACTV | 2011-01-01 | DZIWULS2 | 2012-02-22 | YUNGC | 2012-06-08 | M | E_PUMP
10000395 | MOTOR, SUPERNATE PUMP 1A | E-S-C03-F-STP-TRTRY-STRIP | 14105M | [8 empty] | IE000000000010000395 | Phostrip | 14219 |  |  | NY | 0000000000 |  |  |  | EN |  | 3690 LAKESHORE ROAD | ASEQ |  | X |  | 00:00:00 | [11 empty] | 2003 | F03 | 2003 | MOTOR | 1831010 | FM03_100 | F03 | 10000394 |  | ACTV | 2013-03-16 | DZIWULS2 | 2012-02-22 | ZYNDAK | 2013-03-16 | M | E_MOTOR
10000396 | PUMP, SUPERNATE, 1B | E-S-C03-F-STP-TRTRY-STRIP | 14106 | [8 empty] | IE000000000010000396 | Phostrip | 14219 |  |  | NY | 0000000000 |  |  |  | EN |  | 3690 LAKESHORE ROAD | INST |  | X |  | 00:00:00 | [7 empty] | WORTHINGTON | 6MF-11 | 78TP90192-1 |  | 2003 | F03 | 2003 | PUMP | 1831010 | FM03_100 | F03 |  |  | ACTV | 2011-01-01 | DZIWULS2 | 2012-02-22 | YUNGC | 2012-06-08 | M | E_PUMP
10000397 | MOTOR, SUPERNATE PUMP 1B | E-S-C03-F-STP-TRTRY-STRIP | 14106M | [8 empty] | IE000000000010000397 | Phostrip | 14219 |  |  | NY | 0000000000 |  |  |  | EN |  | 3690 LAKESHORE ROAD | ASEQ |  | X |  | 00:00:00 | [11 empty] | 2003 | F03 | 2003 | MOTOR | 1831010 | FM03_100 | F03 | 10000396 |  | ACTV | 2013-03-16 | DZIWULS2 | 2012-02-22 | ZYNDAK | 2013-03-16 | M | E_MOTOR
10000401 | PUMP, SLUDGE, STRIPPER, 2A | E-S-C03-F-STP-TRTRY-STRIP | 14113 | [8 empty] | IE000000000010000401 | Phostrip | 14219 |  |  | NY | 0000000000 |  |  |  | EN |  | 3690 LAKESHORE ROAD | INST |  | X |  | 00:00:00 | [7 empty] | AW CHESTERTON | P28G3340E | 7997A |  | 2003 | F03 | 2003 | PUMP | 1831010 | FM03_100 | F03 |  |  | ACTV | 2011-01-01 | DZIWULS2 | 2012-02-22 | YUNGC | 2012-06-08 | M | E_PUMP
10000402 | MOTOR, SLUDGE STRIPPER PUMP 2A | E-S-C03-F-STP-TRTRY-STRIP | 14113M | [8 empty] | IE000000000010000402 | Phostrip | 14219 |  |  | NY | 0000000000 |  |  |  | EN |  | 3690 LAKESHORE ROAD | ASEQ |  | X |  | 00:00:00 | [11 empty] | 2003 | F03 | 2003 | MOTOR | 1831010 | FM03_100 | F03 | 10000401 |  | ACTV | 2013-03-16 | DZIWULS2 | 2012-02-22 | ZYNDAK | 2013-03-16 | M | E_MOTOR
10000403 | PUMP, SLUDGE, STRIPPER, 2B | E-S-C03-F-STP-TRTRY-STRIP | 14114 | [8 empty] | IE000000000010000403 | Phostrip | 14219 |  |  | NY | 0000000000 |  |  |  | EN |  | 3690 LAKESHORE ROAD | INST |  | X |  | 00:00:00 | [7 empty] | MONOFLO | CLR111R2D1 | 30/107820 |  | 2003 | F03 | 2003 | PUMP | 1831010 | FM03_100 | F03 |  |  | ACTV | 2011-01-01 | DZIWULS2 | 2012-02-22 | YUNGC | 2012-06-08 | M | E_PUMP
10000404 | MOTOR, SLUDGE STRIPPER PUMP 2B | E-S-C03-F-STP-TRTRY-STRIP | 14114M | [8 empty] | IE000000000010000404 | Phostrip | 14219 |  |  | NY | 0000000000 |  |  |  | EN |  | 3690 LAKESHORE ROAD | ASEQ |  | X |  | 00:00:00 | [11 empty] | 2003 | F03 | 2003 | MOTOR | 1831010 | FM03_100 | F03 | 10000403 |  | ACTV | 2013-03-16 | DZIWULS2 | 2012-02-22 | ZYNDAK | 2013-03-16 | M | E_MOTOR
10000405 | PUMP, SUPERNATE, 2A | E-S-C03-F-STP-TRTRY-STRIP | 14115 | [8 empty] | IE000000000010000405 | Phostrip | 14219 |  |  | NY | 0000000000 |  |  |  | EN |  | 3690 LAKESHORE ROAD | INST |  | X |  | 00:00:00 | [7 empty] | WORTHINGTON | 6MF-11 | 78TP90192-6 |  | 2003 | F03 | 2003 | PUMP | 1831010 | FM03_100 | F03 |  |  | ACTV | 2011-01-01 | DZIWULS2 | 2012-02-22 | YUNGC | 2012-06-08 | M | E_PUMP
10000406 | MOTOR, SUPERNATE PUMP 2A | E-S-C03-F-STP-TRTRY-STRIP | 14115M | [8 empty] | IE000000000010000406 | Phostrip | 14219 |  |  | NY | 0000000000 |  |  |  | EN |  | 3690 LAKESHORE ROAD | ASEQ |  | X |  | 00:00:00 | [11 empty] | 2003 | F03 | 2003 | MOTOR | 1831010 | FM03_100 | F03 | 10000405 |  | ACTV | 2013-03-16 | DZIWULS2 | 2012-02-22 | ZYNDAK | 2013-03-16 | M | E_MOTOR
10000407 | PUMP, SUPERNATE, 2B | E-S-C03-F-STP-TRTRY-STRIP | 14116 | [8 empty] | IE000000000010000407 | Phostrip | 14219 |  |  | NY | 0000000000 |  |  |  | EN |  | 3690 LAKESHORE ROAD | INST |  | X |  | 00:00:00 | [7 empty] | WORTHINGTON | 6MF-11 | 78TP90192-3 |  | 2003 | F03 | 2003 | PUMP | 1831010 | FM03_100 | F03 |  |  | ACTV | 2011-01-01 | DZIWULS2 | 2012-02-22 | YUNGC | 2012-06-08 | M | E_PUMP
10000408 | MOTOR, SUPERNATE PUMP 2B | E-S-C03-F-STP-TRTRY-STRIP | 14116M | [8 empty] | IE000000000010000408 | Phostrip | 14219 |  |  | NY | 0000000000 |  |  |  | EN |  | 3690 LAKESHORE ROAD | ASEQ |  | X |  | 00:00:00 | [11 empty] | 2003 | F03 | 2003 | MOTOR | 1831010 | FM03_100 | F03 | 10000407 |  | ACTV | 2013-03-16 | DZIWULS2 | 2012-02-22 | ZYNDAK | 2013-03-16 | M | E_MOTOR
10000412 | PUMP, SLUDGE, STRIPPER, 3A | E-S-C03-F-STP-TRTRY-STRIP | 14123 | [8 empty] | IE000000000010000412 | Phostrip | 14219 |  |  | NY | 0000000000 |  |  |  | EN |  | 3690 LAKESHORE ROAD | INST |  | X |  | 00:00:00 | [7 empty] | A W CHESTERTON |  | 9031HD |  | 2003 | F03 | 2003 | PUMP | 1831010 | FM03_100 | F03 |  |  | ACTV | 2011-01-01 | DZIWULS2 | 2012-02-22 | YUNGC | 2012-06-08 | M | E_PUMP
10000413 | MOTOR, SLUDGE STRIPPER PUMP 3A | E-S-C03-F-STP-TRTRY-STRIP | 14123M | [8 empty] | IE000000000010000413 | Phostrip | 14219 |  |  | NY | 0000000000 |  |  |  | EN |  | 3690 LAKESHORE ROAD | ASEQ |  | X |  | 00:00:00 | [11 empty] | 2003 | F03 | 2003 | MOTOR | 1831010 | FM03_100 | F03 | 10000412 |  | ACTV | 2013-03-16 | DZIWULS2 | 2012-02-22 | ZYNDAK | 2013-03-16 | M | E_MOTOR
10000414 | PUMP, SLUDGE, STRIPPER, 3B | E-S-C03-F-STP-TRTRY-STRIP | 14124 | [8 empty] | IE000000000010000414 | Phostrip | 14219 |  |  | NY | 0000000000 |  |  |  | EN |  | 3690 LAKESHORE ROAD | INST |  | X |  | 00:00:00 | [7 empty] | CHICAGO PUMP |  |  |  | 2003 | F03 | 2003 | PUMP | 1831010 | FM03_100 | F03 |  |  | ACTV | 2011-01-01 | DZIWULS2 | 2012-02-22 | YUNGC | 2012-06-08 | M | E_PUMP
10000415 | MOTOR, SLUDGE STRIPPER PUMP 3B | E-S-C03-F-STP-TRTRY-STRIP | 14124M | [8 empty] | IE000000000010000415 | Phostrip | 14219 |  |  | NY | 0000000000 |  |  |  | EN |  | 3690 LAKESHORE ROAD | ASEQ |  | X |  | 00:00:00 | [11 empty] | 2003 | F03 | 2003 | MOTOR | 1831010 | FM03_100 | F03 | 10000414 |  | ACTV | 2013-03-16 | DZIWULS2 | 2012-02-22 | ZYNDAK | 2013-03-16 | M | E_MOTOR
10000416 | PUMP, SUPERNATE, 3A | E-S-C03-F-STP-TRTRY-STRIP | 14125 | [8 empty] | IE000000000010000416 | Phostrip | 14219 |  |  | NY | 0000000000 |  |  |  | EN |  | 3690 LAKESHORE ROAD | INST |  | X |  | 00:00:00 | [8 empty] | 6MF-11 | 78TP90192-2 |  | 2003 | F03 | 2003 | PUMP | 1831010 | FM03_100 | F03 |  |  | ACTV | 2011-01-01 | DZIWULS2 | 2012-02-22 | YUNGC | 2012-06-08 | M | E_PUMP
10000417 | MOTOR, SUPERNATE PUMP 3A | E-S-C03-F-STP-TRTRY-STRIP | 14125M | [8 empty] | IE000000000010000417 | Phostrip | 14219 |  |  | NY | 0000000000 |  |  |  | EN |  | 3690 LAKESHORE ROAD | ASEQ |  | X |  | 00:00:00 | [11 empty] | 2003 | F03 | 2003 | MOTOR | 1831010 | FM03_100 | F03 | 10000416 |  | ACTV | 2013-03-16 | DZIWULS2 | 2012-02-22 | ZYNDAK | 2013-03-16 | M | E_MOTOR
10000418 | PUMP, SUPERNATE, 3B | E-S-C03-F-STP-TRTRY-STRIP | 14126 | [8 empty] | IE000000000010000418 | Phostrip | 14219 |  |  | NY | 0000000000 |  |  |  | EN |  | 3690 LAKESHORE ROAD | INST |  | X |  | 00:00:00 | [8 empty] | 6MF-11 | 78TP90192-7 |  | 2003 | F03 | 2003 | PUMP | 1831010 | FM03_100 | F03 |  |  | ACTV | 2011-01-01 | DZIWULS2 | 2012-02-22 | YUNGC | 2012-06-08 | M | E_PUMP
10000419 | MOTOR, SUPERNATE PUMP 3B | E-S-C03-F-STP-TRTRY-STRIP | 14126M | [8 empty] | IE000000000010000419 | Phostrip | 14219 |  |  | NY | 0000000000 |  |  |  | EN |  | 3690 LAKESHORE ROAD | ASEQ |  | X |  | 00:00:00 | [11 empty] | 2003 | F03 | 2003 | MOTOR | 1831010 | FM03_100 | F03 | 10000418 |  | ACTV | 2013-03-16 | DZIWULS2 | 2012-02-22 | ZYNDAK | 2013-03-16 | M | E_MOTOR
10000423 | PUMP, SLUDGE, STRIPPER, 4A | E-S-C03-F-STP-TRTRY-STRIP | 14133 | [8 empty] | IE000000000010000423 | Phostrip | 14219 |  |  | NY | 0000000000 |  |  |  | EN |  | 3690 LAKESHORE ROAD | INST |  | X |  | 00:00:00 | [7 empty] | A W CHESTERTON |  | 9030HD |  | 2003 | F03 | 2003 | PUMP | 1831010 | FM03_100 | F03 |  |  | ACTV | 2011-01-01 | DZIWULS2 | 2012-02-22 | YUNGC | 2012-06-08 | M | E_PUMP
10000424 | MOTOR, SLUDGE STRIPPER PUMP 4A | E-S-C03-F-STP-TRTRY-STRIP | 14133M | [8 empty] | IE000000000010000424 | Phostrip | 14219 |  |  | NY | 0000000000 |  |  |  | EN |  | 3690 LAKESHORE ROAD | ASEQ |  | X |  | 00:00:00 | [11 empty] | 2003 | F03 | 2003 | MOTOR | 1831010 | FM03_100 | F03 | 10000423 |  | ACTV | 2013-03-16 | DZIWULS2 | 2012-02-22 | ZYNDAK | 2013-03-16 | M | E_MOTOR
10000425 | PUMP, SLUDGE, STRIPPER, 4B | E-S-C03-F-STP-TRTRY-STRIP | 14134 | [8 empty] | IE000000000010000425 | Phostrip | 14219 |  |  | NY | 0000000000 |  |  |  | EN |  | 3690 LAKESHORE ROAD | INST |  | X |  | 00:00:00 | [11 empty] | 2003 | F03 | 2003 | PUMP | 1831010 | FM03_100 | F03 |  |  | ACTV | 2011-01-01 | DZIWULS2 | 2012-02-22 | YUNGC | 2012-06-08 | M | E_PUMP
10000426 | MOTOR, SLUDGE STRIPPER PUMP 4B | E-S-C03-F-STP-TRTRY-STRIP | 14134M | [8 empty] | IE000000000010000426 | Phostrip | 14219 |  |  | NY | 0000000000 |  |  |  | EN |  | 3690 LAKESHORE ROAD | ASEQ |  | X |  | 00:00:00 | [11 empty] | 2003 | F03 | 2003 | MOTOR | 1831010 | FM03_100 | F03 | 10000425 |  | ACTV | 2013-03-16 | DZIWULS2 | 2012-02-22 | ZYNDAK | 2013-03-16 | M | E_MOTOR
10000427 | PUMP, SUPERNATE, 4A | E-S-C03-F-STP-TRTRY-STRIP | 14135 | [8 empty] | IE000000000010000427 | Phostrip | 14219 |  |  | NY | 0000000000 |  |  |  | EN |  | 3690 LAKESHORE ROAD | INST |  | X |  | 00:00:00 | [8 empty] | 6MF-11 | 78TP90192-5 |  | 2003 | F03 | 2003 | PUMP | 1831010 | FM03_100 | F03 |  |  | ACTV | 2011-01-01 | DZIWULS2 | 2012-02-22 | YUNGC | 2012-06-08 | M | E_PUMP
10000428 | MOTOR, SUPERNATE PUMP 4A | E-S-C03-F-STP-TRTRY-STRIP | 14135M | [8 empty] | IE000000000010000428 | Phostrip | 14219 |  |  | NY | 0000000000 |  |  |  | EN |  | 3690 LAKESHORE ROAD | ASEQ |  | X |  | 00:00:00 | [11 empty] | 2003 | F03 | 2003 | MOTOR | 1831010 | FM03_100 | F03 | 10000427 |  | ACTV | 2013-03-16 | DZIWULS2 | 2012-02-22 | ZYNDAK | 2013-03-16 | M | E_MOTOR
10000429 | PUMP, SUPERNATE, 4B | E-S-C03-F-STP-TRTRY-STRIP | 14136 | [8 empty] | IE000000000010000429 | Phostrip | 14219 |  |  | NY | 0000000000 |  |  |  | EN |  | 3690 LAKESHORE ROAD | INST |  | X |  | 00:00:00 | [7 empty] | WORTHINGTON | 6MF-11 | 78TP90192-4 |  | 2003 | F03 | 2003 | PUMP | 1831010 | FM03_100 | F03 |  |  | ACTV | 2011-01-01 | DZIWULS2 | 2012-02-22 | YUNGC | 2012-06-08 | M | E_PUMP
10000430 | MOTOR, SUPERNATE PUMP 4B | E-S-C03-F-STP-TRTRY-STRIP | 14136M | [8 empty] | IE000000000010000430 | Phostrip | 14219 |  |  | NY | 0000000000 |  |  |  | EN |  | 3690 LAKESHORE ROAD | ASEQ |  | X |  | 00:00:00 | [11 empty] | 2003 | F03 | 2003 | MOTOR | 1831010 | FM03_100 | F03 | 10000429 |  | ACTV | 2013-03-16 | DZIWULS2 | 2012-02-22 | ZYNDAK | 2013-03-16 | M | E_MOTOR
10001967 | PUMP, SAMPLE B1 | E-S-C03-F-STP-TRTRY-STRIP | 27006 | [8 empty] | IE000000000010001967 | Phostrip | 14219 |  |  | NY | 0000000000 |  |  |  | EN |  | 3690 LAKESHORE ROAD | INST |  | X |  | 00:00:00 | [8 empty] | D1212 | Y677806E |  | 2003 | F03 | 2003 | PUMP | 1831010 | FM03_100 | F03 |  |  | ACTV | 2011-01-01 | DZIWULS2 | 2012-02-22 | YUNGC | 2012-06-08 | M | E_PUMP
10001970 | MOTOR, SAMPLE PUMP B1 | E-S-C03-F-STP-TRTRY-STRIP | 27006M | [8 empty] | IE000000000010001970 | Phostrip | 14219 |  |  | NY | 0000000000 |  |  |  | EN |  | 3690 LAKESHORE ROAD | ASEQ |  | X |  | 00:00:00 | [11 empty] | 2003 | F03 | 2003 | MOTOR | 1831010 | FM03_100 | F03 | 10001967 |  | ACTV | 2013-03-16 | DZIWULS2 | 2012-02-22 | ZYNDAK | 2013-03-16 | M | E_MOTOR
10001971 | PUMP, SAMPLE B2 | E-S-C03-F-STP-TRTRY-STRIP | 27007 | [8 empty] | IE000000000010001971 | Phostrip | 14219 |  |  | NY | 0000000000 |  |  |  | EN |  | 3690 LAKESHORE ROAD | INST |  | X |  | 00:00:00 | [8 empty] | D1212 | Y677806A |  | 2003 | F03 | 2003 | PUMP | 1831010 | FM03_100 | F03 |  |  | ACTV | 2011-01-01 | DZIWULS2 | 2012-02-22 | YUNGC | 2012-06-08 | M | E_PUMP
10001972 | MOTOR, SAMPLE PUMP B2 | E-S-C03-F-STP-TRTRY-STRIP | 27007M | [8 empty] | IE000000000010001972 | Phostrip | 14219 |  |  | NY | 0000000000 |  |  |  | EN |  | 3690 LAKESHORE ROAD | ASEQ |  | X |  | 00:00:00 | [11 empty] | 2003 | F03 | 2003 | MOTOR | 1831010 | FM03_100 | F03 | 10001971 |  | ACTV | 2013-03-16 | DZIWULS2 | 2012-02-22 | ZYNDAK | 2013-03-16 | M | E_MOTOR
10001973 | PUMP, SAMPLE B3 | E-S-C03-F-STP-TRTRY-STRIP | 27008 | [8 empty] | IE000000000010001973 | Phostrip | 14219 |  |  | NY | 0000000000 |  |  |  | EN |  | 3690 LAKESHORE ROAD | INST |  | X |  | 00:00:00 | [8 empty] | D1212 | Y677806H |  | 2003 | F03 | 2003 | PUMP | 1831010 | FM03_100 | F03 |  |  | ACTV | 2011-01-01 | DZIWULS2 | 2012-02-22 | YUNGC | 2012-06-08 | M | E_PUMP
10001974 | MOTOR, SAMPLE PUMP B3 | E-S-C03-F-STP-TRTRY-STRIP | 27008M | [8 empty] | IE000000000010001974 | Phostrip | 14219 |  |  | NY | 0000000000 |  |  |  | EN |  | 3690 LAKESHORE ROAD | ASEQ |  | X |  | 00:00:00 | [11 empty] | 2003 | F03 | 2003 | MOTOR | 1831010 | FM03_100 | F03 | 10001973 |  | ACTV | 2013-03-16 | DZIWULS2 | 2012-02-22 | ZYNDAK | 2013-03-16 | M | E_MOTOR
10001975 | PUMP, SAMPLE B4 | E-S-C03-F-STP-TRTRY-STRIP | 27009 | [8 empty] | IE000000000010001975 | Phostrip | 14219 |  |  | NY | 0000000000 |  |  |  | EN |  | 3690 LAKESHORE ROAD | INST |  | X |  | 00:00:00 | [8 empty] | D1212 | Y6778060 |  | 2003 | F03 | 2003 | PUMP | 1831010 | FM03_100 | F03 |  |  | ACTV | 2011-01-01 | DZIWULS2 | 2012-02-22 | YUNGC | 2012-06-08 | M | E_PUMP
10001976 | MOTOR, SAMPLE PUMP B4 | E-S-C03-F-STP-TRTRY-STRIP | 27009M | [8 empty] | IE000000000010001976 | Phostrip | 14219 |  |  | NY | 0000000000 |  |  |  | EN |  | 3690 LAKESHORE ROAD | ASEQ |  | X |  | 00:00:00 | [11 empty] | 2003 | F03 | 2003 | MOTOR | 1831010 | FM03_100 | F03 | 10001975 |  | ACTV | 2013-03-16 | DZIWULS2 | 2012-02-22 | ZYNDAK | 2013-03-16 | M | E_MOTOR
10005548 | MOTOR, APS STRIPPER PUMP | E-S-C03-F-STP-TRTRY-STRIP | SAP001218 | [8 empty] | IE000000000010005548 | Phostrip | 14219 |  |  | NY | 0000000000 |  |  |  | EN |  | 3690 LAKESHORE ROAD | INST |  | X |  | 00:00:00 | [7 empty] | RELIANCE | P28G3340E |  |  | 2003 | F03 | 2003 | MOTOR | 1831010 | FM03_100 | F03 |  |  | ACTV | 2011-01-01 | DZIWULS2 | 2012-02-22 | YUNGC | 2012-06-08 | M | E_MOTOR
10005551 | MOTOR, CHEMICAL SLUDGE PUMP 1A | E-S-C03-F-STP-TRTRY-STRIP | SAP001221 | [8 empty] | IE000000000010005551 | Phostrip | 14219 |  |  | NY | 0000000000 |  |  |  | EN |  | 3690 LAKESHORE ROAD | INST |  | X |  | 00:00:00 | [11 empty] | 2003 | F03 | 2003 | MOTOR | 1831010 | FM03_100 | F03 |  |  | ACTV | 2011-01-01 | DZIWULS2 | 2012-02-22 | YUNGC | 2012-06-08 | M | E_MOTOR
10005552 | MOTOR, CHEMICAL SLUDGE PUMP 1B | E-S-C03-F-STP-TRTRY-STRIP | SAP001222 | [8 empty] | IE000000000010005552 | Phostrip | 14219 |  |  | NY | 0000000000 |  |  |  | EN |  | 3690 LAKESHORE ROAD | INST |  | X |  | 00:00:00 | [11 empty] | 2003 | F03 | 2003 | MOTOR | 1831010 | FM03_100 | F03 |  |  | ACTV | 2011-01-01 | DZIWULS2 | 2012-02-22 | YUNGC | 2012-06-08 | M | E_MOTOR
10005575 | MOTOR, SUPERNATE PUMP A | E-S-C03-F-STP-TRTRY-STRIP | SAP001245 | [8 empty] | IE000000000010005575 | Phostrip | 14219 |  |  | NY | 0000000000 |  |  |  | EN |  | 3690 LAKESHORE ROAD | INST |  | X |  | 00:00:00 | [11 empty] | 2003 | F03 | 2003 | MOTOR | 1831010 | FM03_100 | F03 |  |  | ACTV | 2011-01-01 | DZIWULS2 | 2012-02-22 | YUNGC | 2012-06-08 | M | E_MOTOR
10005619 | MOTOR, WASTE CHEM SLUDGE PUMP 1B | E-S-C03-F-STP-TRTRY-STRIP | SAP001289 | [8 empty] | IE000000000010005619 | Phostrip | 14219 |  |  | NY | 0000000000 |  |  |  | EN |  | 3690 LAKESHORE ROAD | INST |  | X |  | 00:00:00 | [11 empty] | 2003 | F03 | 2003 | MOTOR | 1831010 | FM03_100 | F03 |  |  | ACTV | 2011-01-01 | DZIWULS2 | 2012-02-22 | YUNGC | 2012-06-08 | M | E_MOTOR
10005624 | MOTOR, APS STRIPPER PUMP 3B | E-S-C03-F-STP-TRTRY-STRIP | SAP001294 | [8 empty] | IE000000000010005624 | Phostrip | 14219 |  |  | NY | 0000000000 |  |  |  | EN |  | 3690 LAKESHORE ROAD | INST |  | X |  | 00:00:00 | [7 empty] | US MOTORS |  |  |  | 2003 | F03 | 2003 | MOTOR | 1831010 | FM03_100 | F03 |  |  | ACTV | 2011-01-01 | DZIWULS2 | 2012-02-22 | YUNGC | 2012-06-08 | M | E_MOTOR
10005626 | MOTOR, APS STRIPPER PUMP 2A | E-S-C03-F-STP-TRTRY-STRIP | SAP001296 | [8 empty] | IE000000000010005626 | Phostrip | 14219 |  |  | NY | 0000000000 |  |  |  | EN |  | 3690 LAKESHORE ROAD | INST |  | X |  | 00:00:00 | [7 empty] | RELIANCE | P28G3340E |  |  | 2003 | F03 | 2003 | MOTOR | 1831010 | FM03_100 | F03 |  |  | ACTV | 2011-01-01 | DZIWULS2 | 2012-02-22 | YUNGC | 2012-06-08 | M | E_MOTOR
10005627 | MOTOR, APS STRIPPER PUMP 2B | E-S-C03-F-STP-TRTRY-STRIP | SAP001297 | [8 empty] | IE000000000010005627 | Phostrip | 14219 |  |  | NY | 0000000000 |  |  |  | EN |  | 3690 LAKESHORE ROAD | INST |  | X |  | 00:00:00 | [7 empty] | US MOTORS |  |  |  | 2003 | F03 | 2003 | MOTOR | 1831010 | FM03_100 | F03 |  |  | ACTV | 2011-01-01 | DZIWULS2 | 2012-02-22 | YUNGC | 2012-06-08 | M | E_MOTOR
10005630 | MOTOR, CHEMICAL SLUDGE PUMP 2A | E-S-C03-F-STP-TRTRY-STRIP | SAP001300 | [8 empty] | IE000000000010005630 | Phostrip | 14219 |  |  | NY | 0000000000 |  |  |  | EN |  | 3690 LAKESHORE ROAD | INST |  | X |  | 00:00:00 | [11 empty] | 2003 | F03 | 2003 | MOTOR | 1831010 | FM03_100 | F03 |  |  | ACTV | 2011-01-01 | DZIWULS2 | 2012-02-22 | YUNGC | 2012-06-08 | M | E_MOTOR
10005631 | MOTOR, CHEMICAL SLUDGE PUMP 2B | E-S-C03-F-STP-TRTRY-STRIP | SAP001301 | [8 empty] | IE000000000010005631 | Phostrip | 14219 |  |  | NY | 0000000000 |  |  |  | EN |  | 3690 LAKESHORE ROAD | INST |  | X |  | 00:00:00 | [11 empty] | 2003 | F03 | 2003 | MOTOR | 1831010 | FM03_100 | F03 |  |  | ACTV | 2011-01-01 | DZIWULS2 | 2012-02-22 | YUNGC | 2012-06-08 | M | E_MOTOR
10005633 | MOTOR, APS STRIPPER PUMP 3A | E-S-C03-F-STP-TRTRY-STRIP | SAP001303 | [8 empty] | IE000000000010005633 | Phostrip | 14219 |  |  | NY | 0000000000 |  |  |  | EN |  | 3690 LAKESHORE ROAD | INST |  | X |  | 00:00:00 | [7 empty] | RELIANCE | P28G3320F |  |  | 2003 | F03 | 2003 | MOTOR | 1831010 | FM03_100 | F03 |  |  | ACTV | 2011-01-01 | DZIWULS2 | 2012-02-22 | YUNGC | 2012-06-08 | M | E_MOTOR
10005634 | MOTOR, WASTE CHEM SLUDGE PUMP 1A | E-S-C03-F-STP-TRTRY-STRIP | SAP001304 | [8 empty] | IE000000000010005634 | Phostrip | 14219 |  |  | NY | 0000000000 |  |  |  | EN |  | 3690 LAKESHORE ROAD | INST |  | X |  | 00:00:00 | [7 empty] | SYNCROGEAR | 9902164-636 |  |  | 2003 | F03 | 2003 | MOTOR | 1831010 | FM03_100 | F03 |  |  | ACTV | 2011-01-01 | DZIWULS2 | 2012-02-22 | YUNGC | 2012-06-08 | M | E_MOTOR
10005638 | MOTOR, CHEMICAL SLUDGE PUMP 4A | E-S-C03-F-STP-TRTRY-STRIP | SAP001308 | [8 empty] | IE000000000010005638 | Phostrip | 14219 |  |  | NY | 0000000000 |  |  |  | EN |  | 3690 LAKESHORE ROAD | INST |  | X |  | 00:00:00 | [11 empty] | 2003 | F03 | 2003 | MOTOR | 1831010 | FM03_100 | F03 |  |  | ACTV | 2011-01-01 | DZIWULS2 | 2012-02-22 | YUNGC | 2012-06-08 | M | E_MOTOR
10005639 | MOTOR, CHEMICAL SLUDGE PUMP 4B | E-S-C03-F-STP-TRTRY-STRIP | SAP001309 | [8 empty] | IE000000000010005639 | Phostrip | 14219 |  |  | NY | 0000000000 |  |  |  | EN |  | 3690 LAKESHORE ROAD | INST |  | X |  | 00:00:00 | [11 empty] | 2003 | F03 | 2003 | MOTOR | 1831010 | FM03_100 | F03 |  |  | ACTV | 2011-01-01 | DZIWULS2 | 2012-02-22 | YUNGC | 2012-06-08 | M | E_MOTOR
10005663 | MOTOR, APS STRIPPER PUMP 4B | E-S-C03-F-STP-TRTRY-STRIP | SAP001333 | [8 empty] | IE000000000010005663 | Phostrip | 14219 |  |  | NY | 0000000000 |  |  |  | EN |  | 3690 LAKESHORE ROAD | INST |  | X |  | 00:00:00 | [7 empty] | US MOTORS |  |  |  | 2003 | F03 | 2003 | MOTOR | 1831010 | FM03_100 | F03 |  |  | ACTV | 2011-01-01 | DZIWULS2 | 2012-02-22 | YUNGC | 2012-06-08 | M | E_MOTOR
10005664 | MOTOR, CHEMICAL SLUDGE PUMP 3A | E-S-C03-F-STP-TRTRY-STRIP | SAP001334 | [8 empty] | IE000000000010005664 | Phostrip | 14219 |  |  | NY | 0000000000 |  |  |  | EN |  | 3690 LAKESHORE ROAD | INST |  | X |  | 00:00:00 | [11 empty] | 2003 | F03 | 2003 | MOTOR | 1831010 | FM03_100 | F03 |  |  | ACTV | 2011-01-01 | DZIWULS2 | 2012-02-22 | YUNGC | 2012-06-08 | M | E_MOTOR
10005665 | MOTOR, CHEMICAL SLUDGE PUMP 3B | E-S-C03-F-STP-TRTRY-STRIP | SAP001335 | [8 empty] | IE000000000010005665 | Phostrip | 14219 |  |  | NY | 0000000000 |  |  |  | EN |  | 3690 LAKESHORE ROAD | INST |  | X |  | 00:00:00 | [11 empty] | 2003 | F03 | 2003 | MOTOR | 1831010 | FM03_100 | F03 |  |  | ACTV | 2011-01-01 | DZIWULS2 | 2012-02-22 | YUNGC | 2012-06-08 | M | E_MOTOR
10005666 | MOTOR, WASTE CHEM SLUDGE PUMP 2A | E-S-C03-F-STP-TRTRY-STRIP | SAP001336 | [8 empty] | IE000000000010005666 | Phostrip | 14219 |  |  | NY | 0000000000 |  |  |  | EN |  | 3690 LAKESHORE ROAD | INST |  | X |  | 00:00:00 | [7 empty] | SYNCROGEAR |  |  |  | 2003 | F03 | 2003 | MOTOR | 1831010 | FM03_100 | F03 |  |  | ACTV | 2011-01-01 | DZIWULS2 | 2012-02-22 | YUNGC | 2012-06-08 | M | E_MOTOR
10005667 | MOTOR, WASTE CHEM SLUDGE PUMP 2B | E-S-C03-F-STP-TRTRY-STRIP | SAP001337 | [8 empty] | IE000000000010005667 | Phostrip | 14219 |  |  | NY | 0000000000 |  |  |  | EN |  | 3690 LAKESHORE ROAD | INST |  | X |  | 00:00:00 | [7 empty] | SYNCROGEAR |  |  |  | 2003 | F03 | 2003 | MOTOR | 1831010 | FM03_100 | F03 |  |  | ACTV | 2011-01-01 | DZIWULS2 | 2012-02-22 | YUNGC | 2012-06-08 | M | E_MOTOR
10005703 | PUMP, CHEMICAL, APS, 2B | E-S-C03-F-STP-TRTRY-STRIP | SAP001373 | [8 empty] | IE000000000010005703 | Phostrip | 14219 |  |  | NY | 0000000000 |  |  |  | EN |  | 3690 LAKESHORE ROAD | INST |  | X |  | 00:00:00 | [7 empty] | MONOFLO | CLN113R21K | 30/107821 |  | 2003 | F03 | 2003 | PUMP | 1831010 | FM03_100 | F03 |  |  | ACTV | 2011-01-01 | DZIWULS2 | 2012-02-22 | YUNGC | 2012-06-08 | M | E_PUMP
10005704 | PUMP 1, REACTOR SAMPLE | E-S-C03-F-STP-TRTRY-STRIP | SAP001374 | [8 empty] | IE000000000010005704 | Phostrip | 14219 |  |  | NY | 0000000000 |  |  |  | EN |  | 3690 LAKESHORE ROAD | INST |  | X |  | 00:00:00 | [11 empty] | 2003 | F03 | 2003 | PUMP | 1831010 | FM03_100 | F03 |  |  | ACTV | 2011-01-01 | DZIWULS2 | 2012-02-22 | YUNGC | 2012-06-08 | M | E_PUMP
10005705 | PUMP, CHEMICAL, WASTE APS, 3B | E-S-C03-F-STP-TRTRY-STRIP | SAP001375 | [8 empty] | IE000000000010005705 | Phostrip | 14219 |  |  | NY | 0000000000 |  |  |  | EN |  | 3690 LAKESHORE ROAD | INST |  | X |  | 00:00:00 | [7 empty] | MONOFLO | CLN213R2/D1K | 30/107822/2 |  | 2003 | F03 | 2003 | PUMP | 1831010 | FM03_100 | F03 |  |  | ACTV | 2011-01-01 | DZIWULS2 | 2012-02-22 | YUNGC | 2012-06-08 | M | E_PUMP
10005706 | PUMP, CHEMICAL, WASTE APS, 3A | E-S-C03-F-STP-TRTRY-STRIP | SAP001376 | [8 empty] | IE000000000010005706 | Phostrip | 14219 |  |  | NY | 0000000000 |  |  |  | EN |  | 3690 LAKESHORE ROAD | INST |  | X |  | 00:00:00 | [7 empty] | MONOFLO | CLN213R2/D1K | 30/107822/1 |  | 2003 | F03 | 2003 | PUMP | 1831010 | FM03_100 | F03 |  |  | ACTV | 2011-01-01 | DZIWULS2 | 2012-02-22 | YUNGC | 2012-06-08 | M | E_PUMP
10005708 | PUMP, CHEMICAL, APS, 3B | E-S-C03-F-STP-TRTRY-STRIP | SAP001378 | [8 empty] | IE000000000010005708 | Phostrip | 14219 |  |  | NY | 0000000000 |  |  |  | EN |  | 3690 LAKESHORE ROAD | INST |  | X |  | 00:00:00 | [7 empty] | MONOFLO | CLN113R2/D1K | 30/107821/7 |  | 2003 | F03 | 2003 | PUMP | 1831010 | FM03_100 | F03 |  |  | ACTV | 2011-01-01 | DZIWULS2 | 2012-02-22 | YUNGC | 2012-06-08 | M | E_PUMP
10005709 | PUMP, CHEMICAL, APS, 3A | E-S-C03-F-STP-TRTRY-STRIP | SAP001379 | [8 empty] | IE000000000010005709 | Phostrip | 14219 |  |  | NY | 0000000000 |  |  |  | EN |  | 3690 LAKESHORE ROAD | INST |  | X |  | 00:00:00 | [7 empty] | MONOFLO | CLN113R2/D1K | 30/107821/3 |  | 2003 | F03 | 2003 | PUMP | 1831010 | FM03_100 | F03 |  |  | ACTV | 2011-01-01 | DZIWULS2 | 2012-02-22 | YUNGC | 2012-06-08 | M | E_PUMP
10005711 | PUMP, CHEMICAL, WASTE APS, 2B | E-S-C03-F-STP-TRTRY-STRIP | SAP001381 | [8 empty] | IE000000000010005711 | Phostrip | 14219 |  |  | NY | 0000000000 |  |  |  | EN |  | 3690 LAKESHORE ROAD | INST |  | X |  | 00:00:00 | [7 empty] | MONOFLO | CLN273 | 30/107820 |  | 2003 | F03 | 2003 | PUMP | 1831010 | FM03_100 | F03 |  |  | ACTV | 2011-01-01 | DZIWULS2 | 2012-02-22 | YUNGC | 2012-06-08 | M | E_PUMP
10005713 | PUMP, CHEMICAL, APS, 2A | E-S-C03-F-STP-TRTRY-STRIP | SAP001383 | [8 empty] | IE000000000010005713 | Phostrip | 14219 |  |  | NY | 0000000000 |  |  |  | EN |  | 3690 LAKESHORE ROAD | INST |  | X |  | 00:00:00 | [7 empty] | MONOFLO | C1N113R2D1K | 30/107821 |  | 2003 | F03 | 2003 | PUMP | 1831010 | FM03_100 | F03 |  |  | ACTV | 2011-01-01 | DZIWULS2 | 2012-02-22 | YUNGC | 2012-06-08 | M | E_PUMP
10005718 | PUMP, CHEMICAL, APS, 1B | E-S-C03-F-STP-TRTRY-STRIP | SAP001388 | [8 empty] | IE000000000010005718 | Phostrip | 14219 |  |  | NY | 0000000000 |  |  |  | EN |  | 3690 LAKESHORE ROAD | INST |  | X |  | 00:00:00 | [7 empty] | MONOFLO | 30/107821 | CLN113R2D1W |  | 2003 | F03 | 2003 | PUMP | 1831010 | FM03_100 | F03 |  |  | ACTV | 2011-01-01 | DZIWULS2 | 2012-02-22 | YUNGC | 2012-06-08 | M | E_PUMP
10005719 | PUMP, CHEMICAL, APS, 1A | E-S-C03-F-STP-TRTRY-STRIP | SAP001389 | [8 empty] | IE000000000010005719 | Phostrip | 14219 |  |  | NY | 0000000000 |  |  |  | EN |  | 3690 LAKESHORE ROAD | INST |  | X |  | 00:00:00 | [7 empty] | MONOFLO | 30/107821 | CLN113R2D1K |  | 2003 | F03 | 2003 | PUMP | 1831010 | FM03_100 | F03 |  |  | ACTV | 2011-01-01 | DZIWULS2 | 2012-02-22 | YUNGC | 2012-06-08 | M | E_PUMP
10005723 | PUMP, CHEMICAL, WASTE APS, 2A | E-S-C03-F-STP-TRTRY-STRIP | SAP001393 | [8 empty] | IE000000000010005723 | Phostrip | 14219 |  |  | NY | 0000000000 |  |  |  | EN |  | 3690 LAKESHORE ROAD | INST |  | X |  | 00:00:00 | [7 empty] | MONOFLO | CLN213P201K | 30/107822 |  | 2003 | F03 | 2003 | PUMP | 1831010 | FM03_100 | F03 |  |  | ACTV | 2011-01-01 | DZIWULS2 | 2012-02-22 | YUNGC | 2012-06-08 | M | E_PUMP
10005733 | PUMP, CHEMICAL, APS, 4B | E-S-C03-F-STP-TRTRY-STRIP | SAP001403 | [8 empty] | IE000000000010005733 | Phostrip | 14219 |  |  | NY | 0000000000 |  |  |  | EN |  | 3690 LAKESHORE ROAD | INST |  | X |  | 00:00:00 | [7 empty] | MONOFLO | CLN113R2/D1K | 30/107821/4 |  | 2003 | F03 | 2003 | PUMP | 1831010 | FM03_100 | F03 |  |  | ACTV | 2011-01-01 | DZIWULS2 | 2012-02-22 | YUNGC | 2012-06-08 | M | E_PUMP
10005739 | PUMP, CHEMICAL, APS, 4A | E-S-C03-F-STP-TRTRY-STRIP | SAP001409 | [8 empty] | IE000000000010005739 | Phostrip | 14219 |  |  | NY | 0000000000 |  |  |  | EN |  | 3690 LAKESHORE ROAD | INST |  | X |  | 00:00:00 | [7 empty] | MONOFLO | CLN113R2/D1K |  |  | 2003 | F03 | 2003 | PUMP | 1831010 | FM03_100 | F03 |  |  | ACTV | 2011-01-01 | DZIWULS2 | 2012-02-22 | YUNGC | 2012-06-08 | M | E_PUMP
10001903 | PUMP, SUMP | E-S-C03-F-SWN-DRYWL | 26893 | [8 empty] | IE000000000010001903 | SOUTHWESTERN PS DRY WELL | 14075 |  |  | NY | 0000000000 |  |  |  | EN |  | 4333 SOUTHWESTERN BLVD | INST |  | X |  | 00:00:00 | [8 empty] | 52247-000-7 | NOT RECORDED |  | 2003 | F03 | 2003 | PUMP | 1831010 | FM03_100 | F03 |  |  | ACTV | 2011-01-01 | DZIWULS2 | 2012-02-22 | YUNGC | 2012-06-08 | M | E_PUMP
10001901 | PUMP 1 | E-S-C03-F-SWN-DRYWL-PUMP1 | 26891 |  |  | ID #08-4456/ 800GPM@30'TDH | [5 empty] | IE000000000010001901 | PUMP 1 | 14075 |  |  | NY | 0000000000 |  |  |  | EN |  | 4333 SOUTHWESTERN BLVD | INST |  | X |  | 00:00:00 | [7 empty] | SMITH AND LOVELESS | 6B3 | 67041531 |  | 2003 | F03 | 2003 | PUMP | 1831010 | FM03_100 | F03 |  |  | ACTV | 2019-09-04 | DZIWULS2 | 2012-02-22 | BROWNK | 2019-09-04 | M | E_PUMP
10005787 | MOTOR, PUMP 1 | E-S-C03-F-SWN-DRYWL-PUMP1 | SAP001457 | [8 empty] | IE000000000010005787 | PUMP 1 | 14075 |  |  | NY | 0000000000 |  |  |  | EN |  | 4333 SOUTHWESTERN BLVD | ASEQ |  | X |  | 00:00:00 | [7 empty] | RELIANCE |  | 5Y207070A7 KS |  | 2003 | F03 | 2003 | MOTOR | 1831010 | FM03_100 | F03 | 10001901 |  | ACTV | 2014-01-21 | DZIWULS2 | 2012-02-22 | ZYNDAK | 2014-01-21 | M | E_MOTOR
10001902 | PUMP 2 | E-S-C03-F-SWN-DRYWL-PUMP2 | 26892 |  |  | ID #08-4456/ 800GPM@30'TDH | [5 empty] | IE000000000010001902 | PUMP 2 | 14075 |  |  | NY | 0000000000 |  |  |  | EN |  | 4333 SOUTHWESTERN BLVD | INST |  | X |  | 00:00:00 | [7 empty] | SMITH AND LOVELESS | 6B3 | 67041534 |  | 2003 | F03 | 2003 | PUMP | 1831010 | FM03_100 | F03 |  |  | ACTV | 2019-09-04 | DZIWULS2 | 2012-02-22 | BROWNK | 2019-09-04 | M | E_PUMP
10005786 | MOTOR, PUMP 2 | E-S-C03-F-SWN-DRYWL-PUMP2 | SAP001456 | [8 empty] | IE000000000010005786 | PUMP 2 | 14075 |  |  | NY | 0000000000 |  |  |  | EN |  | 4333 SOUTHWESTERN BLVD | ASEQ |  | X |  | 00:00:00 | [7 empty] | RELIANCE |  | 5Y207070A10 KS |  | 2003 | F03 | 2003 | MOTOR | 1831010 | FM03_100 | F03 | 10001902 |  | ACTV | 2014-01-21 | DZIWULS2 | 2012-02-22 | ZYNDAK | 2014-01-21 | M | E_MOTOR
10005783 | CONTROLLER, PUMP | E-S-C03-F-SWN-ELINS | SAP001453 | [8 empty] | IE000000000010005783 | SOUTHWESTERN ELECTRICAL/INSTRUMENTATION | 14075 |  |  | NY | 0000000000 |  |  |  | EN |  | 4333 SOUTHWESTERN BLVD | INST |  | X |  | 00:00:00 | [7 empty] | SMITH AND LOVELESS |  |  |  | 2003 | F03 | 2003 | CONTROL | 1831010 | FM03_100 | F03 |  |  | ACTV | 2011-01-01 | DZIWULS2 | 2012-02-22 | YUNGC | 2012-06-08 | M | E_CONTROL
10001917 | PANEL, CONTROL, PUMP | E-S-C03-F-WAN-ELINS | 26909 | [8 empty] | IE000000000010001917 | WANAKAH PS ELECTRICAL & INSTRUMENTATION | 14075 |  |  | NY | 0000000000 |  |  |  | EN |  | 5320 LAKESHORE ROAD | INST |  | X |  | 00:00:00 | [11 empty] | 2003 | F03 | 2003 | CONTROL | 1831010 | FM03_100 | F03 |  |  | ACTV | 2011-01-01 | DZIWULS2 | 2012-02-22 | YUNGC | 2012-06-08 | M | E_CONTROL
10005825 | CONTROLLER, PUMP | E-S-C03-F-WAN-ELINS | SAP001495 | [8 empty] | IE000000000010005825 | WANAKAH PS ELECTRICAL & INSTRUMENTATION | 14075 |  |  | NY | 0000000000 |  |  |  | EN |  | 5320 LAKESHORE ROAD | INST |  | X |  | 00:00:00 | [7 empty] | HYDROMATIC | S81.10000M4-4 | 81-44188 |  | 2003 | F03 | 2003 | CONTROL | 1831010 | FM03_100 | F03 |  |  | ACTV | 2011-01-01 | DZIWULS2 | 2012-02-22 | YUNGC | 2012-06-08 | M | E_CONTROL
10001913 | PUMP, SUMP | E-S-C03-F-WAN-VLVPT | 26904 | [8 empty] | IE000000000010001913 | WANAKAH PS VALVE PIT | 14075 |  |  | NY | 0000000000 |  |  |  | EN |  | 5320 LAKESHORE ROAD | INST |  | X |  | 00:00:00 | [7 empty] | 038950 | MOD #S8L1000M4-4 |  |  | 2003 | F03 | 2003 | PUMP | 1831010 | FM03_100 | F03 |  |  | ACTV | 2011-01-01 | DZIWULS2 | 2012-02-22 | YUNGC | 2012-06-08 | M | E_PUMP
10001910 | PUMP 1, SUBMERSIBLE | E-S-C03-F-WAN-WETWL-PUMP1 | 26901 | [8 empty] | IE000000000010001910 | PUMP 1 | 14075 |  |  | NY | 0000000000 |  |  |  | EN |  | 5320 LAKESHORE ROAD | INST |  | X |  | 00:00:00 | [7 empty] | HYDROMATIC | S8L10000M4-4 |  |  | 2003 | F03 | 2003 | PUMP | 1831010 | FM03_100 | F03 |  |  | ACTV | 2014-01-21 | DZIWULS2 | 2012-02-22 | KAMINSKK | 2018-05-07 | M | E_PUMP
10001911 | PUMP 2, SUBMERSIBLE | E-S-C03-F-WAN-WETWL-PUMP2 | 26902 | [8 empty] | IE000000000010001911 | PUMP 2 | 14075 |  |  | NY | 0000000000 |  |  |  | EN |  | 5320 LAKESHORE ROAD | INST |  | X |  | 00:00:00 | [7 empty] | HYDROMATIC | S8L10000M4-4 |  |  | 2003 | F03 | 2003 | PUMP | 1831010 | FM03_100 | F03 |  |  | ACTV | 2014-01-21 | DZIWULS2 | 2012-02-22 | KAMINSKK | 2018-05-07 | M | E_PUMP
10071683 | PUMP, CONTROL CABINET | E-S-C03-F-WCR-ELINS | [9 empty] | IE000000000010071683 | WEST CRESCENT ELECTRICAL/INSTRUMENTATION | 14075 |  |  | NY | 0000000000 |  |  |  | EN |  | 25 West Cresent | INST |  | X |  | 00:00:00 | [11 empty] | 2003 | F03 | 2003 | TELEMETR | 1831010 | FM03_100 | F03 |  |  | ACTV | 2015-07-29 | LALLIR | 2015-07-29 | LALLIR | 2015-07-29 | M | E_CONTROL
10069187 | PUMP 1, SUBMERSIBLE | E-S-C03-F-WCR-WETWL-PUMP1 |  |  |  | SEE NOTES | [5 empty] | IE000000000010069187 | PUMP 1, SUBMERSIBLE | 14075 |  |  | NY | 0000000000 |  |  |  | EN |  | 25 West Cresent | INST |  | X |  | 00:00:00 | [7 empty] | FLYGT | NP 3102 MT |  |  | 2003 | F03 | 2003 | PUMP | 1831010 | FM03_100 | F03 |  |  | ACTV | 2014-01-21 | KAMINSKK | 2013-09-03 | ZYNDAK | 2014-01-21 | M | E_PUMP
10069188 | PUMP 2, SUBMERSIBLE | E-S-C03-F-WCR-WETWL-PUMP2 |  |  |  | SEE NOTES | [5 empty] | IE000000000010069188 | PUMP 2, SUBMERSIBLE | 14075 |  |  | NY | 0000000000 |  |  |  | EN |  | 25 West Cresent | INST |  | X |  | 00:00:00 | [7 empty] | FLYGT | NP 3102 MT | 3102.185-0005 |  | 2003 | F03 | 2003 | PUMP | 1831010 | FM03_100 | F03 |  |  | ACTV | 2014-01-21 | KAMINSKK | 2013-09-03 | PINTOM | 2014-03-18 | M | E_PUMP
10005844 | PANEL, CONTROL, PUMP | E-S-C03-F-WTV-ELINS | SAP001514 | [8 empty] | IE000000000010005844 | WATER VALLEY ELECTRICAL/INSTRUMENTATION | 14075 |  |  | NY | 0000000000 |  |  |  | EN |  | 7535 GOWANDA STATE ROAD | INST |  | X |  | 00:00:00 | [7 empty] | N/A |  | 21637 |  | 2003 | F03 | 2003 | CONTROL | 1831010 | FM03_100 | F03 |  |  | ACTV | 2011-01-01 | DZIWULS2 | 2012-02-22 | YUNGC | 2012-06-08 | M | E_CONTROL
10001929 | PUMP, SUMP | E-S-C03-F-WTV-VLVPT | 26923 | [8 empty] | IE000000000010001929 | WATER VALLEY PS VALVE PIT | 14075 |  |  | NY | 0000000000 |  |  |  | EN |  | 7535 GOWANDA STATE ROAD | INST |  | X |  | 00:00:00 | [7 empty] | HYDROSTATIC |  |  |  | 2003 | F03 | 2003 | PUMP | 1831010 | FM03_100 | F03 |  |  | ACTV | 2011-01-01 | DZIWULS2 | 2012-02-22 | YUNGC | 2012-06-08 | M | E_PUMP
10001927 | PUMP 1, SUBMERSIBLE | E-S-C03-F-WTV-WETWL-PUMP1 | 26921 | [8 empty] | IE000000000010001927 | PUMP 1 | 14075 |  |  | NY | 0000000000 |  |  |  | EN |  | 7535 GOWANDA STATE ROAD | INST |  | X |  | 00:00:00 | [7 empty] | 013000 | EMU, FA 104-208 |  |  | 2003 | F03 | 2003 | PUMP | 1831010 | FM03_100 | F03 |  |  | ACTV | 2014-01-21 | DZIWULS2 | 2012-02-22 | ZYNDAK | 2014-01-21 | M | E_PUMP
10001928 | PUMP 2, SUBMERSIBLE | E-S-C03-F-WTV-WETWL-PUMP2 | 26922 | [8 empty] | IE000000000010001928 | PUMP 2 | 14075 |  |  | NY | 0000000000 |  |  |  | EN |  | 7535 GOWANDA STATE ROAD | INST |  | X |  | 00:00:00 | [7 empty] | 013000 | EMU, FA 104-208 |  |  | 2003 | F03 | 2003 | PUMP | 1831010 | FM03_100 | F03 |  |  | ACTV | 2014-01-21 | DZIWULS2 | 2012-02-22 | ZYNDAK | 2014-01-21 | M | E_PUMP
10000612 | PUMP, THICKENER SLUDGE TRANSFER | E-S-C03-R | 18151 | [8 empty] | IE000000000010000612 | Refurbishment & Spares |  |  |  |  | 0000000000 |  |  |  | EN |  |  | INST |  | X |  | 00:00:00 | [7 empty] | MOYNO | CDQ SWG12 | AS-355-93 |  | 2003 |  | 2003 | PUMP | 1831010 |  |  |  |  | ACTV | 2017-05-02 | DZIWULS2 | 2012-02-22 | CURRENTJ | 2017-05-02 | M | E_PUMP
10002058 | PUMP, SUMP,SPX40 | E-S-C03-R | 27048 | [8 empty] | IE000000000010002058 | Refurbishment & Spares |  |  |  |  | 0000000000 |  |  |  | EN |  |  | INST |  | X |  | 00:00:00 |  |  | USD |  | 10020082 |  |  | WATSON MARLOW | SPX40 | 70255 GEARBOX-2525400 |  | 2003 |  | 2003 | PUMP | 1831010 |  |  |  |  | ACTV | 2017-08-15 | DZIWULS2 | 2012-02-22 | PINTOM | 2017-08-15 | M | E_PUMP
10063003 | PUMP, GRINDER, E-ONE | E-S-C03-R | 327G013A | [8 empty] | IE000000000010063003 | Refurbishment & Spares |  |  |  |  | 0000000000 |  |  |  | EN |  |  | INST |  | X |  | 00:00:00 | [8 empty] | EXTREME SERIES AMGP | WH394485 |  | 2003 |  | 2003 | GRINDER | 1831010 |  |  |  |  | ACTV | 2022-11-30 | DZIWULS2 | 2012-03-02 | PHILLIPP | 2022-11-30 | M | E_GRINDER | WH394485
10071607 | PUMP, SUBMERSIBLE, MV2 & WANAKAH | E-S-C03-R | [9 empty] | IE000000000010071607 | Refurbishment & Spares |  |  |  |  | 0000000000 |  |  |  | EN |  |  | INST |  | X |  | 00:00:00 | [7 empty] | HYDROMATIC | S8L10000M4-4 | 10059553 |  | 2003 | F03 | 2003 | PUMP | 1831010 | FM03_200 | F03 |  |  | ACTV | 2011-01-01 | CURRENTJ | 2015-06-09 | BROWNK | 2019-03-25 | M | E_PUMP
10071608 | PUMP, SUBMERSIBLE, MV2 & WANAKAH | E-S-C03-R | [9 empty] | IE000000000010071608 | Refurbishment & Spares |  |  |  |  | 0000000000 |  |  |  | EN |  |  | INST |  | X |  | 00:00:00 | [7 empty] | HYDROMATIC | S8L10000M4-4 | 9406 |  | 2003 | F03 | 2003 | PUMP | 1831010 | FM03_200 | F03 |  |  | ACTV | 2011-01-01 | CURRENTJ | 2015-06-09 | BROWNK | 2019-03-25 | M | E_PUMP
10072284 | MOTOR, FRAME 365TP, 50HP, BACKWASH PUMP | E-S-C03-R | [9 empty] | IE000000000010072284 | Refurbishment & Spares |  |  |  |  | 0000000000 |  |  |  | EN |  |  | INST |  | X |  | 00:00:00 | [11 empty] | 2003 |  | 2003 | MOTOR | 1831010 |  |  |  |  | ACTV | 2011-01-01 | PINTOM | 2016-06-16 |  |  | M | E_MOTOR
10072896 | PUMP, FLYGT, 5HP,SPARE | E-S-C03-R | [9 empty] | IE000000000010072896 | Refurbishment & Spares |  |  |  |  | 0000000000 |  |  |  | EN |  |  | INST |  | X |  | 00:00:00 |  |  | USD |  |  |  |  | FLGYT | CP-3102.181-1018 | 1570048/1570049 |  | 2003 |  | 2003 | GENL | 1831010 |  |  |  |  | ACTV | 2016-03-22 | PINTOM | 2017-07-17 | CURRENTJ | 2017-11-08 | M | E_PUMP
10062920 | PUMP, GRINDER, E-ONE | E-S-C03-R-GDR-PUMP | 321G004A | [8 empty] | IE000000000010062920 | Grinder Spare Pumps |  |  |  |  | 0000000000 |  |  |  | EN |  |  | INST |  | X |  | 00:00:00 | [8 empty] | EXTREME SERIES AMGP | WH408399 |  | 2003 | C03 | 2003 | GRINDER | 1831010 | FE03_100 |  |  |  | ACTV | 2022-12-20 | DZIWULS2 | 2012-03-02 | PHILLIPP | 2022-12-20 | M | E_GRINDER | WH408399
10062935 | PUMP, GRINDER, E-ONE | E-S-C03-R-GDR-PUMP | 321G019A | [8 empty] | IE000000000010062935 | Grinder Spare Pumps |  |  |  |  | 0000000000 |  |  |  | EN |  |  | INST |  | X |  | 00:00:00 | [8 empty] | EXTREME SERIES AMGP | WH407487 |  | 2003 | C03 | 2003 | GRINDER | 1831010 | FE03_100 |  |  |  | ACTV | 2022-11-30 | DZIWULS2 | 2012-03-02 | PHILLIPP | 2022-11-30 | M | E_GRINDER | WH407487
10062998 | PUMP, GRINDER, E-ONE | E-S-C03-R-GDR-PUMP | 327G008A | [8 empty] | IE000000000010062998 | Grinder Spare Pumps |  |  |  |  | 0000000000 |  |  |  | EN |  |  | INST |  | X |  | 00:00:00 | [8 empty] | EXTREME SERIES AMGP | WH355066 |  | 2003 | C03 | 2003 | GRINDER | 1831010 | FE03_100 |  |  |  | ACTV | 2022-11-30 | DZIWULS2 | 2012-03-02 | PHILLIPP | 2022-11-30 | M | E_GRINDER | WH355066
10063019 | PUMP, GRINDER, E-ONE | E-S-C03-R-GDR-PUMP | 327G029A | [8 empty] | IE000000000010063019 | Grinder Spare Pumps |  |  |  |  | 0000000000 |  |  |  | EN |  |  | INST |  | X |  | 00:00:00 | [8 empty] | EXTREME SERIES AMGP | WH369987 |  | 2003 | C03 | 2003 | GRINDER | 1831010 | FE03_100 |  |  |  | ACTV | 2022-11-30 | DZIWULS2 | 2012-03-02 | PHILLIPP | 2022-11-30 | M | E_GRINDER | WH369987
10063034 | PUMP, GRINDER, E-ONE | E-S-C03-R-GDR-PUMP | 327G044A | [8 empty] | IE000000000010063034 | Grinder Spare Pumps |  |  |  |  | 0000000000 |  |  |  | EN |  |  | INST |  | X |  | 00:00:00 | [8 empty] | EXTREME SERIES AMGP | WH407447 |  | 2003 | C03 | 2003 | GRINDER | 1831010 | FE03_100 |  |  |  | ACTV | 2022-11-30 | DZIWULS2 | 2012-03-02 | PHILLIPP | 2022-11-30 | M | E_GRINDER | WH407447
10063050 | PUMP, GRINDER, E-ONE | E-S-C03-R-GDR-PUMP | 327G060A | [8 empty] | IE000000000010063050 | Grinder Spare Pumps |  |  |  |  | 0000000000 |  |  |  | EN |  |  | INST |  | X |  | 00:00:00 | [8 empty] | EXTREME SERIES AMGP | WH407481 |  | 2003 | C03 | 2003 | GRINDER | 1831010 | FE03_100 |  |  |  | ACTV | 2022-11-30 | DZIWULS2 | 2012-03-02 | PHILLIPP | 2022-11-30 | M | E_GRINDER | WH407481
10063065 | PUMP, GRINDER, E-ONE | E-S-C03-R-GDR-PUMP | 327G075A | [8 empty] | IE000000000010063065 | Grinder Spare Pumps |  |  |  |  | 0000000000 |  |  |  | EN |  |  | INST |  | X |  | 00:00:00 | [8 empty] | EXTREME SERIES AMGP | WH408390 |  | 2003 | C03 | 2003 | GRINDER | 1831010 | FE03_100 |  |  |  | ACTV | 2022-11-30 | DZIWULS2 | 2012-03-02 | PHILLIPP | 2022-11-30 | M | E_GRINDER | WH408390
10063085 | PUMP, GRINDER, MYERS | E-S-C03-R-GDR-PUMP | 327G095A | [8 empty] | IE000000000010063085 | Grinder Spare Pumps |  |  |  |  | 0000000000 |  |  |  | EN |  |  | INST |  | X |  | 00:00:00 | [8 empty] | WG20 |  |  | 2003 | C03 | 2003 | GRINDER | 1831010 | FE03_100 |  |  |  | ACTV | 2022-11-30 | DZIWULS2 | 2012-03-02 | PHILLIPP | 2022-11-30 | M | E_GRINDER | 327G095A
10063093 | PUMP, GRINDER, E-ONE | E-S-C03-R-GDR-PUMP | 327G103A | [8 empty] | IE000000000010063093 | Grinder Spare Pumps |  |  |  |  | 0000000000 |  |  |  | EN |  |  | INST |  | X |  | 00:00:00 | [8 empty] | EXTREME SERIES AMGP | WH355585 |  | 2003 | C03 | 2003 | GRINDER | 1831010 | FE03_100 |  |  |  | ACTV | 2022-11-30 | DZIWULS2 | 2012-03-02 | PHILLIPP | 2022-11-30 | M | E_GRINDER | WH355585
10063104 | PUMP, GRINDER, E-ONE | E-S-C03-R-GDR-PUMP | 327G114A | [8 empty] | IE000000000010063104 | Grinder Spare Pumps |  |  |  |  | 0000000000 |  |  |  | EN |  |  | INST |  | X |  | 00:00:00 | [8 empty] | EXTREME SERIES AMGP | WH355061 |  | 2003 | C03 | 2003 | GRINDER | 1831010 | FE03_100 |  |  |  | ACTV | 2022-11-30 | DZIWULS2 | 2012-03-02 | PHILLIPP | 2022-11-30 | M | E_GRINDER | WH355061
10063120 | PUMP, GRINDER, MYERS | E-S-C03-R-GDR-PUMP | 327G130A | [8 empty] | IE000000000010063120 | Grinder Spare Pumps |  |  |  |  | 0000000000 |  |  |  | EN |  |  | INST |  | X |  | 00:00:00 | [8 empty] | WG20 |  |  | 2003 | C03 | 2003 | GRINDER | 1831010 | FE03_100 |  |  |  | ACTV | 2022-11-30 | DZIWULS2 | 2012-03-02 | PHILLIPP | 2022-11-30 | M | E_GRINDER | 327G130A
10063124 | PUMP, GRINDER, E-ONE | E-S-C03-R-GDR-PUMP | 327G134A | [8 empty] | IE000000000010063124 | Grinder Spare Pumps |  |  |  |  | 0000000000 |  |  |  | EN |  |  | INST |  | X |  | 00:00:00 | [8 empty] | EXTREME SERIES AMGP | WH407409 |  | 2003 | C03 | 2003 | GRINDER | 1831010 | FE03_100 |  |  |  | ACTV | 2022-11-30 | DZIWULS2 | 2012-03-02 | PHILLIPP | 2022-11-30 | M | E_GRINDER | WH407409
10063126 | PUMP, GRINDER, E-ONE | E-S-C03-R-GDR-PUMP | 327G136A | [8 empty] | IE000000000010063126 | Grinder Spare Pumps |  |  |  |  | 0000000000 |  |  |  | EN |  |  | INST |  | X |  | 00:00:00 | [8 empty] | EXTREME SERIES AMGP | WH408389 |  | 2003 | C03 | 2003 | GRINDER | 1831010 | FE03_100 |  |  |  | ACTV | 2022-11-30 | DZIWULS2 | 2012-03-02 | PHILLIPP | 2022-11-30 | M | E_GRINDER | WH408389
10063131 | PUMP, GRINDER, E-ONE | E-S-C03-R-GDR-PUMP | 327G142A | [8 empty] | IE000000000010063131 | Grinder Spare Pumps |  |  |  |  | 0000000000 |  |  |  | EN |  |  | INST |  | X |  | 00:00:00 | [8 empty] | EXTREME SERIES AMGP | WH394499 |  | 2003 | C03 | 2003 | GRINDER | 1831010 | FE03_100 |  |  |  | ACTV | 2022-11-30 | DZIWULS2 | 2012-03-02 | PHILLIPP | 2022-11-30 | M | E_GRINDER | WH394499
10063153 | PUMP, GRINDER, E-ONE | E-S-C03-R-GDR-PUMP | 327G164A | [8 empty] | IE000000000010063153 | Grinder Spare Pumps |  |  |  |  | 0000000000 |  |  |  | EN |  |  | INST |  | X |  | 00:00:00 | [8 empty] | EXTREME SERIES AMGP | WH355587 |  | 2003 | C03 | 2003 | GRINDER | 1831010 | FE03_100 |  |  |  | ACTV | 2022-11-30 | DZIWULS2 | 2012-03-02 | PHILLIPP | 2022-11-30 | M | E_GRINDER | WH355587
10063163 | PUMP, GRINDER, E-ONE | E-S-C03-R-GDR-PUMP | 327G174A | [8 empty] | IE000000000010063163 | Grinder Spare Pumps |  |  |  |  | 0000000000 |  |  |  | EN |  |  | INST |  | X |  | 00:00:00 | [8 empty] | EXTREME SERIES AMGP | WH366308 |  | 2003 | C03 | 2003 | GRINDER | 1831010 | FE03_100 |  |  |  | ACTV | 2022-11-30 | DZIWULS2 | 2012-03-02 | PHILLIPP | 2022-11-30 | M | E_GRINDER | WH366308
10063173 | PUMP, GRINDER, E-ONE | E-S-C03-R-GDR-PUMP | 327G184A | [8 empty] | IE000000000010063173 | Grinder Spare Pumps |  |  |  |  | 0000000000 |  |  |  | EN |  |  | INST |  | X |  | 00:00:00 | [8 empty] | EXTREME SERIES AMGP | WH369017 |  | 2003 | C03 | 2003 | GRINDER | 1831010 | FE03_100 |  |  |  | ACTV | 2022-11-30 | DZIWULS2 | 2012-03-02 | PHILLIPP | 2022-11-30 | M | E_GRINDER | WH369017
10063175 | PUMP, GRINDER, E-ONE | E-S-C03-R-GDR-PUMP | 327G186A | [8 empty] | IE000000000010063175 | Grinder Spare Pumps |  |  |  |  | 0000000000 |  |  |  | EN |  |  | INST |  | X |  | 00:00:00 | [8 empty] | EXTREME SERIES AMGP | WH337923 |  | 2003 | C03 | 2003 | GRINDER | 1831010 | FE03_100 |  |  |  | ACTV | 2022-11-30 | DZIWULS2 | 2012-03-02 | PHILLIPP | 2022-11-30 | M | E_GRINDER | WH337923
10063186 | PUMP, GRINDER, E-ONE | E-S-C03-R-GDR-PUMP | 327G197A | [8 empty] | IE000000000010063186 | Grinder Spare Pumps |  |  |  |  | 0000000000 |  |  |  | EN |  |  | INST |  | X |  | 00:00:00 | [8 empty] | EXTREME SERIES AMGP | WH369973 |  | 2003 | C03 | 2003 | GRINDER | 1831010 | FE03_100 |  |  |  | ACTV | 2022-11-30 | DZIWULS2 | 2012-03-02 | PHILLIPP | 2022-11-30 | M | E_GRINDER | WH369973
10063210 | PUMP, GRINDER, E-ONE | E-S-C03-R-GDR-PUMP | 327G221A | [8 empty] | IE000000000010063210 | Grinder Spare Pumps |  |  |  |  | 0000000000 |  |  |  | EN |  |  | INST |  | X |  | 00:00:00 | [8 empty] | EXTREME SERIES AMGP | WH407497 |  | 2003 | C03 | 2003 | GRINDER | 1831010 | FE03_100 |  |  |  | ACTV | 2022-11-30 | DZIWULS2 | 2012-03-02 | PHILLIPP | 2022-11-30 | M | E_GRINDER | WH407497
10063212 | PUMP, GRINDER, E-ONE | E-S-C03-R-GDR-PUMP | 327G223A | [8 empty] | IE000000000010063212 | Grinder Spare Pumps |  |  |  |  | 0000000000 |  |  |  | EN |  |  | INST |  | X |  | 00:00:00 | [8 empty] | EXTREME SERIES AMGP | WH394497 |  | 2003 | C03 | 2003 | GRINDER | 1831010 | FE03_100 |  |  |  | ACTV | 2022-11-30 | DZIWULS2 | 2012-03-02 | PHILLIPP | 2022-11-30 | M | E_GRINDER | WH394497
10063365 | PUMP, GRINDER, E-ONE, #2 | E-S-C03-R-GDR-PUMP | 327G145B | [8 empty] | IE000000000010063365 | Grinder Spare Pumps |  |  |  |  | 0000000000 |  |  |  | EN |  |  | INST |  | X |  | 00:00:00 | [8 empty] | EXTREME SERIES AMGP | WH394487 |  | 2003 | C03 | 2003 | GRINDER | 1831010 | FE03_100 |  |  |  | ACTV | 2022-11-30 | DZIWULS2 | 2012-03-02 | PHILLIPP | 2022-11-30 | M | E_GRINDER | WH394487
10068075 | PUMP, GRINDER, E-ONE | E-S-C03-R-GDR-PUMP | SAP80009 | [8 empty] | IE000000000010068075 | Grinder Spare Pumps |  |  |  |  | 0000000000 |  |  |  | EN |  |  | INST |  | X |  | 00:00:00 | [7 empty] | ENVIRONMENT ONE CORPORATION | EXTREME SERIES AMGP | WH426797 |  | 2003 | C03 | 2003 | GRINDER | 1831010 | FE03_100 |  |  |  | ACTV | 2022-11-30 | DZIWULS2 | 2012-03-22 | PHILLIPP | 2022-11-30 | M | E_GRINDER | WH426797
10068082 | PUMP, GRINDER, E-ONE | E-S-C03-R-GDR-PUMP | SAP80016 | [8 empty] | IE000000000010068082 | Grinder Spare Pumps |  |  |  |  | 0000000000 |  |  |  | EN |  |  | INST |  | X |  | 00:00:00 | [7 empty] | ENVIRONMENT ONE CORPORATION | EXTREME SERIES AMGP | WH426833 |  | 2003 | C03 | 2003 | GRINDER | 1831010 | FE03_100 |  |  |  | ACTV | 2022-11-30 | DZIWULS2 | 2012-03-22 | PHILLIPP | 2022-11-30 | M | E_GRINDER | WH426833
10068086 | PUMP, GRINDER, E-ONE | E-S-C03-R-GDR-PUMP | SAP80020 | [8 empty] | IE000000000010068086 | Grinder Spare Pumps |  |  |  |  | 0000000000 |  |  |  | EN |  |  | INST |  | X |  | 00:00:00 | [7 empty] | ENVIRONMENT ONE CORPORATION | EXTREME SERIES AMGP | WH426856 |  | 2003 | C03 | 2003 | GRINDER | 1831010 | FE03_100 |  |  |  | ACTV | 2022-11-30 | DZIWULS2 | 2012-03-22 | PHILLIPP | 2022-11-30 | M | E_GRINDER | WH426856
10068087 | PUMP, GRINDER, E-ONE | E-S-C03-R-GDR-PUMP | SAP80021 | [8 empty] | IE000000000010068087 | Grinder Spare Pumps |  |  |  |  | 0000000000 |  |  |  | EN |  |  | INST |  | X |  | 00:00:00 | [7 empty] | ENVIRONMENT ONE CORPORATION | EXTREME SERIES AMGP | WH426858 |  | 2003 | C03 | 2003 | GRINDER | 1831010 | FE03_100 |  |  |  | ACTV | 2022-11-30 | DZIWULS2 | 2012-03-22 | PHILLIPP | 2022-11-30 | M | E_GRINDER | WH426858
10068091 | PUMP, GRINDER, E-ONE | E-S-C03-R-GDR-PUMP | SAP80025 | [8 empty] | IE000000000010068091 | Grinder Spare Pumps |  |  |  |  | 0000000000 |  |  |  | EN |  |  | INST |  | X |  | 00:00:00 | [7 empty] | ENVIRONMENT ONE CORPORATION | EXTREME SERIES AMGP | WH426893 |  | 2003 | C03 | 2003 | GRINDER | 1831010 | FE03_100 |  |  |  | ACTV | 2022-11-30 | DZIWULS2 | 2012-03-22 | PHILLIPP | 2022-11-30 | M | E_GRINDER | WH426893
10068095 | PUMP, GRINDER, E-ONE | E-S-C03-R-GDR-PUMP | SAP80029 | [8 empty] | IE000000000010068095 | Grinder Spare Pumps |  |  |  |  | 0000000000 |  |  |  | EN |  |  | INST |  | X |  | 00:00:00 | [7 empty] | ENVIRONMENT ONE CORPORATION | EXTREME SERIES AMGP | WH426903 |  | 2003 | C03 | 2003 | GRINDER | 1831010 | FE03_100 |  |  |  | ACTV | 2022-11-30 | DZIWULS2 | 2012-03-22 | PHILLIPP | 2022-11-30 | M | E_GRINDER | WH426903
10068099 | PUMP, GRINDER, E-ONE | E-S-C03-R-GDR-PUMP | SAP80033 | [8 empty] | IE000000000010068099 | Grinder Spare Pumps |  |  |  |  | 0000000000 |  |  |  | EN |  |  | INST |  | X |  | 00:00:00 | [7 empty] | ENVIRONMENT ONE CORPORATION | EXTREME SERIES AMGP | WH427068 |  | 2003 | C03 | 2003 | GRINDER | 1831010 | FE03_100 |  |  |  | ACTV | 2022-11-30 | DZIWULS2 | 2012-03-22 | PHILLIPP | 2022-11-30 | M | E_GRINDER | WH427068
10068100 | PUMP, GRINDER, E-ONE | E-S-C03-R-GDR-PUMP | SAP80034 | [8 empty] | IE000000000010068100 | Grinder Spare Pumps |  |  |  |  | 0000000000 |  |  |  | EN |  |  | INST |  | X |  | 00:00:00 | [7 empty] | ENVIRONMENT ONE CORPORATION | EXTREME SERIES AMGP | WH427069 |  | 2003 | C03 | 2003 | GRINDER | 1831010 | FE03_100 |  |  |  | ACTV | 2022-11-30 | DZIWULS2 | 2012-03-22 | PHILLIPP | 2022-11-30 | M | E_GRINDER | WH427069
10068108 | PUMP, GRINDER, E-ONE | E-S-C03-R-GDR-PUMP | SAP80042 | [8 empty] | IE000000000010068108 | Grinder Spare Pumps |  |  |  |  | 0000000000 |  |  |  | EN |  |  | INST |  | X |  | 00:00:00 | [7 empty] | ENVIRONMENT ONE CORPORATION | EXTREME SERIES AMGP | WH427081 |  | 2003 | C03 | 2003 | GRINDER | 1831010 | FE03_100 |  |  |  | ACTV | 2022-11-30 | DZIWULS2 | 2012-03-22 | PHILLIPP | 2022-11-30 | M | E_GRINDER | WH427081
10068112 | PUMP, GRINDER, E-ONE | E-S-C03-R-GDR-PUMP | SAP80046 | [8 empty] | IE000000000010068112 | Grinder Spare Pumps |  |  |  |  | 0000000000 |  |  |  | EN |  |  | INST |  | X |  | 00:00:00 | [7 empty] | ENVIRONMENT ONE CORPORATION | EXTREME SERIES AMGP | WH427089 |  | 2003 | C03 | 2003 | GRINDER | 1831010 | FE03_100 |  |  |  | ACTV | 2022-11-30 | DZIWULS2 | 2012-03-22 | PHILLIPP | 2022-11-30 | M | E_GRINDER | WH427089
10068119 | PUMP, GRINDER, E-ONE | E-S-C03-R-GDR-PUMP | SAP80053 | [8 empty] | IE000000000010068119 | Grinder Spare Pumps |  |  |  |  | 0000000000 |  |  |  | EN |  |  | INST |  | X |  | 00:00:00 | [7 empty] | ENVIRONMENT ONE CORPORATION | EXTREME SERIES AMGP | WH427103 |  | 2003 | C03 | 2003 | GRINDER | 1831010 | FE03_100 |  |  |  | ACTV | 2022-11-30 | DZIWULS2 | 2012-03-22 | PHILLIPP | 2022-11-30 | M | E_GRINDER | WH427103
10068120 | PUMP, GRINDER, E-ONE | E-S-C03-R-GDR-PUMP | SAP80054 | [8 empty] | IE000000000010068120 | Grinder Spare Pumps |  |  |  |  | 0000000000 |  |  |  | EN |  |  | INST |  | X |  | 00:00:00 | [7 empty] | ENVIRONMENT ONE CORPORATION | EXTREME SERIES AMGP | WH427104 |  | 2003 | C03 | 2003 | GRINDER | 1831010 | FE03_100 |  |  |  | ACTV | 2022-11-30 | DZIWULS2 | 2012-03-22 | PHILLIPP | 2022-11-30 | M | E_GRINDER | WH427104
10068131 | PUMP, GRINDER, E-ONE | E-S-C03-R-GDR-PUMP | SAP80065 | [8 empty] | IE000000000010068131 | Grinder Spare Pumps |  |  |  |  | 0000000000 |  |  |  | EN |  |  | INST |  | X |  | 00:00:00 | [7 empty] | ENVIRONMENT ONE CORPORATION | EXTREME SERIES AMGP | WH427197 |  | 2003 | C03 | 2003 | GRINDER | 1831010 | FE03_100 |  |  |  | ACTV | 2022-11-30 | DZIWULS2 | 2012-03-22 | PHILLIPP | 2022-11-30 | M | E_GRINDER | WH427197
10068165 | PUMP, GRINDER, E-ONE | E-S-C03-R-GDR-PUMP | SAP80099 | [8 empty] | IE000000000010068165 | Grinder Spare Pumps |  |  |  |  | 0000000000 |  |  |  | EN |  |  | INST |  | X |  | 00:00:00 | [7 empty] | ENVIRONMENT ONE CORPORATION | EXTREME SERIES AMGP | WH427385 |  | 2003 | C03 | 2003 | GRINDER | 1831010 | FE03_100 |  |  |  | ACTV | 2022-11-30 | DZIWULS2 | 2012-03-22 | PHILLIPP | 2022-11-30 | M | E_GRINDER | WH427385
10068283 | PUMP, GRINDER, E-ONE | E-S-C03-R-GDR-PUMP | SAP80231 | [8 empty] | IE000000000010068283 | Grinder Spare Pumps |  |  |  |  | 0000000000 |  |  |  | EN |  |  | INST |  | X |  | 00:00:00 | [7 empty] | ENVIRONMENT ONE CORPORATION | EXTREME SERIES AMGP | WH407484 |  | 2003 | C03 | 2003 | GRINDER | 1831010 | FE03_100 |  |  |  | ACTV | 2022-11-30 | DZIWULS2 | 2012-03-22 | PHILLIPP | 2022-11-30 | M | E_GRINDER | WH407484
10068289 | PUMP, GRINDER, E-ONE | E-S-C03-R-GDR-PUMP | SAP80237 | [8 empty] | IE000000000010068289 | Grinder Spare Pumps |  |  |  |  | 0000000000 |  |  |  | EN |  |  | INST |  | X |  | 00:00:00 | [7 empty] | ENVIRONMENT ONE CORPORATION | EXTREME SERIES AMGP | WH407485 |  | 2003 | C03 | 2003 | GRINDER | 1831010 | FE03_100 |  |  |  | ACTV | 2022-11-30 | DZIWULS2 | 2012-03-22 | PHILLIPP | 2022-11-30 | M | E_GRINDER | WH407485
10068291 | PUMP, GRINDER, E-ONE | E-S-C03-R-GDR-PUMP | SAP80239 | [8 empty] | IE000000000010068291 | Grinder Spare Pumps |  |  |  |  | 0000000000 |  |  |  | EN |  |  | INST |  | X |  | 00:00:00 | [7 empty] | ENVIRONMENT ONE CORPORATION | EXTREME SERIES AMGP | WH407459 |  | 2003 | C03 | 2003 | GRINDER | 1831010 | FE03_100 |  |  |  | ACTV | 2022-11-30 | DZIWULS2 | 2012-03-22 | PHILLIPP | 2022-11-30 | M | E_GRINDER | WH407459
10068294 | PUMP, GRINDER, E-ONE | E-S-C03-R-GDR-PUMP | SAP80242 | [8 empty] | IE000000000010068294 | Grinder Spare Pumps |  |  |  |  | 0000000000 |  |  |  | EN |  |  | INST |  | X |  | 00:00:00 | [7 empty] | ENVIRONMENT ONE CORPORATION | EXTREME SERIES AMGP | WH408403 |  | 2003 | C03 | 2003 | GRINDER | 1831010 | FE03_100 |  |  |  | ACTV | 2022-11-30 | DZIWULS2 | 2012-03-22 | PHILLIPP | 2022-11-30 | M | E_GRINDER | WH408403
10068301 | PUMP, GRINDER, E-ONE | E-S-C03-R-GDR-PUMP | SAP80249 | [8 empty] | IE000000000010068301 | Grinder Spare Pumps |  |  |  |  | 0000000000 |  |  |  | EN |  |  | INST |  | X |  | 00:00:00 | [7 empty] | ENVIRONMENT ONE CORPORATION | EXTREME SERIES AMGP | WH407498 |  | 2003 | C03 | 2003 | GRINDER | 1831010 | FE03_100 |  |  |  | ACTV | 2022-11-30 | DZIWULS2 | 2012-03-22 | PHILLIPP | 2022-11-30 | M | E_GRINDER | WH407498
10068310 | PUMP, GRINDER, E-ONE | E-S-C03-R-GDR-PUMP | SAP80258 | [8 empty] | IE000000000010068310 | Grinder Spare Pumps |  |  |  |  | 0000000000 |  |  |  | EN |  |  | INST |  | X |  | 00:00:00 | [7 empty] | ENVIRONMENT ONE CORPORATION | EXTREME SERIES AMGP | WH422459 |  | 2003 | C03 | 2003 | GRINDER | 1831010 | FE03_100 |  |  |  | ACTV | 2022-11-30 | DZIWULS2 | 2012-03-22 | PHILLIPP | 2022-11-30 | M | E_GRINDER | WH422459
10068315 | PUMP, GRINDER, E-ONE | E-S-C03-R-GDR-PUMP | SAP80263 | [8 empty] | IE000000000010068315 | Grinder Spare Pumps |  |  |  |  | 0000000000 |  |  |  | EN |  |  | INST |  | X |  | 00:00:00 | [7 empty] | ENVIRONMENT ONE CORPORATION | EXTREME SERIES AMGP | WH422467 |  | 2003 | C03 | 2003 | GRINDER | 1831010 | FE03_100 |  |  |  | ACTV | 2022-11-30 | DZIWULS2 | 2012-03-22 | PHILLIPP | 2022-11-30 | M | E_GRINDER | WH422467
10068830 | PUMP, GRINDER, E-ONE | E-S-C03-R-GDR-PUMP | [9 empty] | IE000000000010068830 | Grinder Spare Pumps |  |  |  |  | 0000000000 |  |  |  | EN |  |  | INST |  | X |  | 00:00:00 | [7 empty] | ENVIRONMENT ONE CORPORATION | EXTREME SERIES AMGP | WH460634 |  | 2003 | C03 | 2003 | GRINDER | 1831010 | FE03_100 |  |  |  | ACTV | 2022-11-30 | ZYNDAK | 2013-06-25 | PHILLIPP | 2022-11-30 | M | E_GRINDER | WH460634
10068841 | PUMP, GRINDER, E-ONE | E-S-C03-R-GDR-PUMP | [9 empty] | IE000000000010068841 | Grinder Spare Pumps |  |  |  |  | 0000000000 |  |  |  | EN |  |  | INST |  | X |  | 00:00:00 | [7 empty] | ENVIRONMENT ONE CORPORATION | EXTREME SERIES AMGP | WH460436 |  | 2003 | C03 | 2003 | GRINDER | 1831010 | FE03_100 |  |  |  | ACTV | 2022-11-30 | ZYNDAK | 2013-06-25 | PHILLIPP | 2022-11-30 | M | E_GRINDER | WH460436
10068852 | PUMP, GRINDER, E-ONE | E-S-C03-R-GDR-PUMP | [9 empty] | IE000000000010068852 | Grinder Spare Pumps |  |  |  |  | 0000000000 |  |  |  | EN |  |  | INST |  | X |  | 00:00:00 | [7 empty] | ENVIRONMENT ONE CORPORATION | EXTREME SERIES AMGP | WH457545 |  | 2003 | C03 | 2003 | GRINDER | 1831010 | FE03_100 |  |  |  | ACTV | 2022-11-30 | ZYNDAK | 2013-06-25 | PHILLIPP | 2022-11-30 | M | E_GRINDER | WH457545
10068853 | PUMP, GRINDER, E-ONE | E-S-C03-R-GDR-PUMP | [9 empty] | IE000000000010068853 | Grinder Spare Pumps |  |  |  |  | 0000000000 |  |  |  | EN |  |  | INST |  | X |  | 00:00:00 | [7 empty] | ENVIRONMENT ONE CORPORATION | EXTREME SERIES AMGP | WH460400 |  | 2003 | C03 | 2003 | GRINDER | 1831010 | FE03_100 |  |  |  | ACTV | 2022-11-30 | ZYNDAK | 2013-06-25 | PHILLIPP | 2022-11-30 | M | E_GRINDER | WH460400
10068854 | PUMP, GRINDER, E-ONE | E-S-C03-R-GDR-PUMP | [9 empty] | IE000000000010068854 | Grinder Spare Pumps |  |  |  |  | 0000000000 |  |  |  | EN |  |  | INST |  | X |  | 00:00:00 | [7 empty] | ENVIRONMENT ONE CORPORATION | EXTREME SERIES AMGP | WH460416 |  | 2003 | C03 | 2003 | GRINDER | 1831010 | FE03_100 |  |  |  | ACTV | 2022-11-30 | ZYNDAK | 2013-06-25 | PHILLIPP | 2022-11-30 | M | E_GRINDER | WH460416
10068855 | PUMP, GRINDER, E-ONE | E-S-C03-R-GDR-PUMP | [9 empty] | IE000000000010068855 | Grinder Spare Pumps |  |  |  |  | 0000000000 |  |  |  | EN |  |  | INST |  | X |  | 00:00:00 | [7 empty] | ENVIRONMENT ONE CORPORATION | EXTREME SERIES AMGP | WH460437 |  | 2003 | C03 | 2003 | GRINDER | 1831010 | FE03_100 |  |  |  | ACTV | 2022-11-30 | ZYNDAK | 2013-06-25 | PHILLIPP | 2022-11-30 | M | E_GRINDER | WH460437
10068881 | PUMP, GRINDER, E-ONE | E-S-C03-R-GDR-PUMP | [9 empty] | IE000000000010068881 | Grinder Spare Pumps |  |  |  |  | 0000000000 |  |  |  | EN |  |  | INST |  | X |  | 00:00:00 | [7 empty] | ENVIRONMENT ONE CORPORATION | EXTREME SERIES AMGP | WH457584 |  | 2003 | C03 | 2003 | GRINDER | 1831010 | FE03_100 |  |  |  | ACTV | 2022-11-30 | ZYNDAK | 2013-06-25 | PHILLIPP | 2022-11-30 | M | E_GRINDER | WH457584
10070093 | PUMP, GRINDER, E-ONE | E-S-C03-R-GDR-PUMP | 321G009A | [8 empty] | IE000000000010070093 | Grinder Spare Pumps |  |  |  |  | 0000000000 |  |  |  | EN |  |  | INST |  | X |  | 00:00:00 | [8 empty] | EXTREME SERIES AMGP | WH426901 |  | 2003 | C03 | 2003 | GRINDER | 1831010 | FE03_100 |  |  |  | ACTV | 2022-11-30 | PINTOM | 2014-05-19 | PHILLIPP | 2022-11-30 | M | E_GRINDER | WH426901
10072639 | PUMP, E-ONE, BROOKLEA | E-S-C03-R-GDR-PUMP | [9 empty] | IE000000000010072639 | Grinder Spare Pumps |  |  |  |  | 0000000000 |  |  |  | EN |  |  | INST |  | X |  | 00:00:00 | [7 empty] | E-ONE |  | DH454183 |  | 2003 | C03 | 2003 | PUMP | 1831010 | FE03_100 |  |  |  | ACTV | 2022-12-05 | PINTOM | 2017-01-03 | PHILLIPP | 2022-12-05 | M | E_PUMP
10073940 | PUMP , E-ONE | E-S-C03-R-GDR-PUMP | [9 empty] | IE000000000010073940 | Grinder Spare Pumps | 14052 |  |  |  | 0000000000 |  |  |  | EN |  | 360 Center St | INST |  | X |  | 00:00:00 | [7 empty] | E-ONE |  | DH454161 |  | 2003 | F08 | 2003 | PUMP | 1831010 | FM03_100 | F08 |  |  | ACTV | 2018-10-18 | PINTOM | 2018-10-18 | PINTOM | 2018-10-18 | M | E_PUMP
10080359 | PUMP, E-ONE | E-S-C03-R-GDR-PUMP | [9 empty] | IE000000000010080359 | Grinder Spare Pumps | 14052 |  |  |  | 0000000000 |  |  |  | EN |  | Brooklea Dr & 20A | INST |  | X |  | 00:00:00 | [7 empty] | E-ONE |  | DH434237 |  | 2003 | F08 | 2003 | PUMP | 1831010 | FM03_100 | F08 |  |  | ACTV | 2020-01-27 | PINTOM | 2020-01-27 |  |  | M | E_PUMP
10081475 | PUMP, E-ONE, D-SERIES | E-S-C03-R-GDR-PUMP |  |  |  | D200 | [5 empty] | IE000000000010081475 | Grinder Spare Pumps |  |  |  |  | 0000000000 |  |  |  | EN |  |  | INST |  | X |  | 00:00:00 |  |  | USD |  |  |  |  | E-ONE | D200A01A01AA | DH773574 |  | 2003 | C03 | 2003 | PUMP | 1831010 | FE03_100 |  |  |  | ACTV | 2022-02-03 | PINTOM | 2022-02-02 | PINTOM | 2022-02-03 | M | E_PUMP
10081476 | PUMP, E-ONE | E-S-C03-R-GDR-PUMP |  |  |  | WH/U200 | [5 empty] | IE000000000010081476 | Grinder Spare Pumps |  |  |  |  | 0000000000 |  |  |  | EN |  |  | INST |  | X |  | 00:00:00 |  |  | USD |  |  |  |  | E-ONE | U200A10ADF | WH763298 |  | 2003 | C03 | 2003 | PUMP | 1831010 | FE03_100 |  |  |  | ACTV | 2022-02-02 | PINTOM | 2022-02-02 |  |  | M | E_PUMP
10081480 | PUMP, E-ONE | E-S-C03-R-GDR-PUMP |  |  |  | WH/U200 | [5 empty] | IE000000000010081480 | Grinder Spare Pumps |  |  |  |  | 0000000000 |  |  |  | EN |  |  | INST |  | X |  | 00:00:00 |  |  | USD |  |  |  |  | E-ONE | U200A10ADF | WH773306 |  | 2003 | C03 | 2003 | PUMP | 1831010 | FE03_100 |  |  |  | ACTV | 2022-02-02 | PINTOM | 2022-02-02 |  |  | M | E_PUMP
10081485 | PUMP, E-ONE | E-S-C03-R-GDR-PUMP |  |  |  | WH/U200 | [5 empty] | IE000000000010081485 | Grinder Spare Pumps |  |  |  |  | 0000000000 |  |  |  | EN |  |  | INST |  | X |  | 00:00:00 |  |  | USD |  |  |  |  | E-ONE | U200A10ADF | WH773374 |  | 2003 | C03 | 2003 | PUMP | 1831010 | FE03_100 |  |  |  | ACTV | 2022-02-02 | PINTOM | 2022-02-02 |  |  | M | E_PUMP
10081597 | PUMP, E-ONE | E-S-C03-R-GDR-PUMP |  |  |  | WH/U200 | [5 empty] | IE000000000010081597 | Grinder Spare Pumps |  |  |  |  | 0000000000 |  |  |  | EN |  |  | INST |  | X |  | 00:00:00 |  |  | USD |  |  |  |  | E ONE | U200A10ADF | WH807860 |  | 2003 | C03 | 2003 | PUMP | 1831010 | FE03_100 |  |  |  | ACTV | 2022-11-30 | CANESTRS | 2022-09-06 | PHILLIPP | 2022-11-30 | M | E_GRINDER | WH807860
10081598 | PUMP, E-ONE | E-S-C03-R-GDR-PUMP |  |  |  | WH/U200 | [5 empty] | IE000000000010081598 | Grinder Spare Pumps |  |  |  |  | 0000000000 |  |  |  | EN |  |  | INST |  | X |  | 00:00:00 |  |  | USD |  |  |  |  | E ONE | U200A10ADF | WH807868 |  | 2003 | C03 | 2003 | PUMP | 1831010 | FE03_100 |  |  |  | ACTV | 2022-11-30 | CANESTRS | 2022-09-06 | PHILLIPP | 2022-11-30 | M | E_GRINDER | WH807868
10081599 | PUMP, E-ONE | E-S-C03-R-GDR-PUMP |  |  |  | WH/U200 | [5 empty] | IE000000000010081599 | Grinder Spare Pumps |  |  |  |  | 0000000000 |  |  |  | EN |  |  | INST |  | X |  | 00:00:00 |  |  | USD |  |  |  |  | E ONE | U200A10ADF | WH807869 |  | 2003 | C03 | 2003 | PUMP | 1831010 | FE03_100 |  |  |  | ACTV | 2022-11-30 | CANESTRS | 2022-09-06 | PHILLIPP | 2022-11-30 | M | E_GRINDER | WH807869
10081600 | PUMP, E-ONE | E-S-C03-R-GDR-PUMP |  |  |  | WH/U200 | [5 empty] | IE000000000010081600 | Grinder Spare Pumps |  |  |  |  | 0000000000 |  |  |  | EN |  |  | INST |  | X |  | 00:00:00 |  |  | USD |  |  |  |  | E ONE | U200A10ADF | WH807870 |  | 2003 | C03 | 2003 | PUMP | 1831010 | FE03_100 |  |  |  | ACTV | 2022-11-30 | CANESTRS | 2022-09-06 | PHILLIPP | 2022-11-30 | M | E_GRINDER | WH807870
10081601 | PUMP, E-ONE | E-S-C03-R-GDR-PUMP |  |  |  | WH/U200 | [5 empty] | IE000000000010081601 | Grinder Spare Pumps |  |  |  |  | 0000000000 |  |  |  | EN |  |  | INST |  | X |  | 00:00:00 |  |  | USD |  |  |  |  | E ONE | U200A10ADF | WH807871 |  | 2003 | C03 | 2003 | PUMP | 1831010 | FE03_100 |  |  |  | ACTV | 2022-11-30 | CANESTRS | 2022-09-06 | PHILLIPP | 2022-11-30 | M | E_GRINDER | WH807871
10081602 | PUMP, E-ONE | E-S-C03-R-GDR-PUMP |  |  |  | WH/U200 | [5 empty] | IE000000000010081602 | Grinder Spare Pumps |  |  |  |  | 0000000000 |  |  |  | EN |  |  | INST |  | X |  | 00:00:00 |  |  | USD |  |  |  |  | E ONE | U200A10ADF | WH807872 |  | 2003 | C03 | 2003 | PUMP | 1831010 | FE03_100 |  |  |  | ACTV | 2022-11-30 | CANESTRS | 2022-09-06 | PHILLIPP | 2022-11-30 | M | E_GRINDER | WH807872
10081603 | PUMP, E-ONE | E-S-C03-R-GDR-PUMP |  |  |  | WH/U200 | [5 empty] | IE000000000010081603 | Grinder Spare Pumps |  |  |  |  | 0000000000 |  |  |  | EN |  |  | INST |  | X |  | 00:00:00 |  |  | USD |  |  |  |  | E ONE | U200A10ADF | WH807873 |  | 2003 | C03 | 2003 | PUMP | 1831010 | FE03_100 |  |  |  | ACTV | 2022-11-30 | CANESTRS | 2022-09-06 | PHILLIPP | 2022-11-30 | M | E_GRINDER | WH807873
10081604 | PUMP, E-ONE | E-S-C03-R-GDR-PUMP |  |  |  | WH/U200 | [5 empty] | IE000000000010081604 | Grinder Spare Pumps |  |  |  |  | 0000000000 |  |  |  | EN |  |  | INST |  | X |  | 00:00:00 |  |  | USD |  |  |  |  | E ONE | U200A10ADF | WH807874 |  | 2003 | C03 | 2003 | PUMP | 1831010 | FE03_100 |  |  |  | ACTV | 2022-11-30 | CANESTRS | 2022-09-06 | PHILLIPP | 2022-11-30 | M | E_GRINDER | WH807874
10081605 | PUMP, E-ONE | E-S-C03-R-GDR-PUMP |  |  |  | WH/U200 | [5 empty] | IE000000000010081605 | Grinder Spare Pumps |  |  |  |  | 0000000000 |  |  |  | EN |  |  | INST |  | X |  | 00:00:00 |  |  | USD |  |  |  |  | E ONE | U200A10ADF | WH807875 |  | 2003 | C03 | 2003 | PUMP | 1831010 | FE03_100 |  |  |  | ACTV | 2022-11-30 | CANESTRS | 2022-09-06 | PHILLIPP | 2022-11-30 | M | E_GRINDER | WH807875
10081606 | PUMP, E-ONE | E-S-C03-R-GDR-PUMP |  |  |  | WH/U200 | [5 empty] | IE000000000010081606 | Grinder Spare Pumps |  |  |  |  | 0000000000 |  |  |  | EN |  |  | INST |  | X |  | 00:00:00 |  |  | USD |  |  |  |  | E ONE | U200A10ADF | WH807876 |  | 2003 | C03 | 2003 | PUMP | 1831010 | FE03_100 |  |  |  | ACTV | 2022-11-30 | CANESTRS | 2022-09-06 | PHILLIPP | 2022-11-30 | M | E_GRINDER | WH807876
10081607 | PUMP, E-ONE | E-S-C03-R-GDR-PUMP |  |  |  | WH/U200 | [5 empty] | IE000000000010081607 | Grinder Spare Pumps |  |  |  |  | 0000000000 |  |  |  | EN |  |  | INST |  | X |  | 00:00:00 |  |  | USD |  |  |  |  | E ONE | U200A10ADF | WH807877 |  | 2003 | C03 | 2003 | PUMP | 1831010 | FE03_100 |  |  |  | ACTV | 2022-11-30 | CANESTRS | 2022-09-06 | PHILLIPP | 2022-11-30 | M | E_GRINDER | WH807877
10081608 | PUMP, E-ONE | E-S-C03-R-GDR-PUMP |  |  |  | WH/U200 | [5 empty] | IE000000000010081608 | Grinder Spare Pumps |  |  |  |  | 0000000000 |  |  |  | EN |  |  | INST |  | X |  | 00:00:00 |  |  | USD |  |  |  |  | E ONE | U200A10ADF | WH807878 |  | 2003 | C03 | 2003 | PUMP | 1831010 | FE03_100 |  |  |  | ACTV | 2022-11-30 | CANESTRS | 2022-09-06 | PHILLIPP | 2022-11-30 | M | E_GRINDER | WH807878
10081609 | PUMP, E-ONE | E-S-C03-R-GDR-PUMP |  |  |  | WH/U200 | [5 empty] | IE000000000010081609 | Grinder Spare Pumps |  |  |  |  | 0000000000 |  |  |  | EN |  |  | INST |  | X |  | 00:00:00 |  |  | USD |  |  |  |  | E ONE | U200A10ADF | WH807879 |  | 2003 | C03 | 2003 | PUMP | 1831010 | FE03_100 |  |  |  | ACTV | 2022-11-30 | CANESTRS | 2022-09-06 | PHILLIPP | 2022-11-30 | M | E_GRINDER | WH807879
10081610 | PUMP, E-ONE | E-S-C03-R-GDR-PUMP |  |  |  | WH/U200 | [5 empty] | IE000000000010081610 | Grinder Spare Pumps |  |  |  |  | 0000000000 |  |  |  | EN |  |  | INST |  | X |  | 00:00:00 |  |  | USD |  |  |  |  | E ONE | U200A10ADF | WH807880 |  | 2003 | C03 | 2003 | PUMP | 1831010 | FE03_100 |  |  |  | ACTV | 2022-11-30 | CANESTRS | 2022-09-06 | PHILLIPP | 2022-11-30 | M | E_GRINDER | WH807880
10081611 | PUMP, E-ONE | E-S-C03-R-GDR-PUMP |  |  |  | WH/U200 | [5 empty] | IE000000000010081611 | Grinder Spare Pumps |  |  |  |  | 0000000000 |  |  |  | EN |  |  | INST |  | X |  | 00:00:00 |  |  | USD |  |  |  |  | E ONE | U200A10ADF | WH807881 |  | 2003 | C03 | 2003 | PUMP | 1831010 | FE03_100 |  |  |  | ACTV | 2022-11-30 | CANESTRS | 2022-09-06 | PHILLIPP | 2022-11-30 | M | E_GRINDER | WH807881
10081612 | PUMP, E-ONE | E-S-C03-R-GDR-PUMP |  |  |  | WH/U200 | [5 empty] | IE000000000010081612 | Grinder Spare Pumps |  |  |  |  | 0000000000 |  |  |  | EN |  |  | INST |  | X |  | 00:00:00 |  |  | USD |  |  |  |  | E ONE | U200A10ADF | WH807882 |  | 2003 | C03 | 2003 | PUMP | 1831010 | FE03_100 |  |  |  | ACTV | 2022-11-30 | CANESTRS | 2022-09-06 | PHILLIPP | 2022-11-30 | M | E_GRINDER | WH807882
10081613 | PUMP, E-ONE | E-S-C03-R-GDR-PUMP |  |  |  | WH/U200 | [5 empty] | IE000000000010081613 | Grinder Spare Pumps |  |  |  |  | 0000000000 |  |  |  | EN |  |  | INST |  | X |  | 00:00:00 |  |  | USD |  |  |  |  | E ONE | U200A10ADF | WH807883 |  | 2003 | C03 | 2003 | PUMP | 1831010 | FE03_100 |  |  |  | ACTV | 2022-11-30 | CANESTRS | 2022-09-06 | PHILLIPP | 2022-11-30 | M | E_GRINDER | WH807883
10081614 | PUMP, E-ONE | E-S-C03-R-GDR-PUMP |  |  |  | WH/U200 | [5 empty] | IE000000000010081614 | Grinder Spare Pumps |  |  |  |  | 0000000000 |  |  |  | EN |  |  | INST |  | X |  | 00:00:00 |  |  | USD |  |  |  |  | E ONE | U200A10ADF | WH807884 |  | 2003 | C03 | 2003 | PUMP | 1831010 | FE03_100 |  |  |  | ACTV | 2022-11-30 | CANESTRS | 2022-09-06 | PHILLIPP | 2022-11-30 | M | E_GRINDER | WH807884
10081617 | PUMP, E-ONE | E-S-C03-R-GDR-PUMP |  |  |  | WH/U200 | [5 empty] | IE000000000010081617 | Grinder Spare Pumps |  |  |  |  | 0000000000 |  |  |  | EN |  |  | INST |  | X |  | 00:00:00 |  |  | USD |  |  |  |  | E ONE | U200A10ADF | WH807887 |  | 2003 | C03 | 2003 | PUMP | 1831010 | FE03_100 |  |  |  | ACTV | 2022-11-30 | CANESTRS | 2022-09-06 | PHILLIPP | 2022-11-30 | M | E_GRINDER | WH807887
10081619 | PUMP, E-ONE | E-S-C03-R-GDR-PUMP |  |  |  | WH/U200 | [5 empty] | IE000000000010081619 | Grinder Spare Pumps |  |  |  |  | 0000000000 |  |  |  | EN |  |  | INST |  | X |  | 00:00:00 |  |  | USD |  |  |  |  | E ONE | U200A10ADF | WH807889 |  | 2003 | C03 | 2003 | PUMP | 1831010 | FE03_100 |  |  |  | ACTV | 2022-11-30 | CANESTRS | 2022-09-06 | PHILLIPP | 2022-11-30 | M | E_GRINDER | WH807889
10081620 | PUMP, E-ONE | E-S-C03-R-GDR-PUMP |  |  |  | WH/U200 | [5 empty] | IE000000000010081620 | Grinder Spare Pumps |  |  |  |  | 0000000000 |  |  |  | EN |  |  | INST |  | X |  | 00:00:00 |  |  | USD |  |  |  |  | E ONE | U200A10ADF | WH807890 |  | 2003 | C03 | 2003 | PUMP | 1831010 | FE03_100 |  |  |  | ACTV | 2022-11-30 | CANESTRS | 2022-09-06 | PHILLIPP | 2022-11-30 | M | E_GRINDER | WH807890
10081621 | PUMP, E-ONE | E-S-C03-R-GDR-PUMP |  |  |  | WH/U200 | [5 empty] | IE000000000010081621 | Grinder Spare Pumps |  |  |  |  | 0000000000 |  |  |  | EN |  |  | INST |  | X |  | 00:00:00 |  |  | USD |  |  |  |  | E ONE | U200A10ADF | WH807891 |  | 2003 | C03 | 2003 | PUMP | 1831010 | FE03_100 |  |  |  | ACTV | 2022-11-30 | CANESTRS | 2022-09-06 | PHILLIPP | 2022-11-30 | M | E_GRINDER | WH807891
10081622 | PUMP, E-ONE | E-S-C03-R-GDR-PUMP |  |  |  | WH/U200 | [5 empty] | IE000000000010081622 | Grinder Spare Pumps |  |  |  |  | 0000000000 |  |  |  | EN |  |  | INST |  | X |  | 00:00:00 |  |  | USD |  |  |  |  | E ONE | U200A10ADF | WH807892 |  | 2003 | C03 | 2003 | PUMP | 1831010 | FE03_100 |  |  |  | ACTV | 2022-11-30 | CANESTRS | 2022-09-06 | PHILLIPP | 2022-11-30 | M | E_GRINDER | WH807892
10081628 | PUMP, E-ONE | E-S-C03-R-GDR-PUMP |  |  |  | WH/U200 | [5 empty] | IE000000000010081628 | Grinder Spare Pumps |  |  |  |  | 0000000000 |  |  |  | EN |  |  | INST |  | X |  | 00:00:00 |  |  | USD |  |  |  |  | E ONE | U200A10ADF | WH807894 |  | 2003 | C03 | 2003 | PUMP | 1831010 | FE03_100 |  |  |  | ACTV | 2022-11-30 | CANESTRS | 2022-09-06 | PHILLIPP | 2022-11-30 | M | E_GRINDER | WH807894
10080226 | PUMP, 2", HONDA, TRASH | E-S-C03-V-FLT-MISCP | [9 empty] | IE000000000010080226 | Misc. Portable Equipment |  |  |  |  | 0000000000 |  |  |  | EN |  |  | INST |  | X |  | 00:00:00 |  |  | USD |  |  |  |  | HONDA | WT20X | WT20XK4AC |  | 2003 | F03 | 2003 | MISCPORT | 1831010 | CM03_200 | V03 |  |  | ACTV | 2019-12-03 | PINTOM | 2019-12-03 | PINTOM | 2019-12-03 | V | E_PORTPUMP
10062421 | PUMP, 4", DIAPHRAGM | E-S-C03-V-FLT-PPMP | 80204-A | [8 empty] | IE000000000010062421 | Portable pumps |  |  |  |  | 0000000000 |  |  |  | EN |  |  | INST |  | X |  | 00:00:00 |  |  | USD | [8 empty] | 2003 | F03 | 2003 | PORTPUMP | 1831010 | CM03_100 | V03 |  |  | ACTV | 2013-07-11 | DZIWULS2 | 2012-02-22 | CURRENTJ | 2013-07-11 | V | E_PORTPUMP
10062441 | PUMP, 4" GODWIN, #1 | E-S-C03-V-FLT-PPMP | 28264 | [8 empty] | IE000000000010062441 | Portable pumps |  |  |  |  | 0000000000 |  |  |  | EN |  |  | INST |  | X |  | 00:00:00 |  |  | USD |  | 264302 |  |  | GODWIN | CD-103M | 1061106-5 |  | 2003 | F03 | 2003 | PORTPUMP | 1831010 | CM03_100 | V03 |  |  | ACTV | 2013-07-11 | DZIWULS2 | 2012-02-22 | PINTOM | 2017-01-12 | V | E_PORTPUMP
10062442 | PUMP, 4" GODWIN, #2 | E-S-C03-V-FLT-PPMP | 28263 | [8 empty] | IE000000000010062442 | Portable pumps |  |  |  |  | 0000000000 |  |  |  | EN |  |  | INST |  | X |  | 00:00:00 |  |  | USD |  | 264301 |  |  | GODWIN | CD-103M | 1061106-3 |  | 2003 | F03 | 2003 | PORTPUMP | 1831010 | CM03_100 | V03 |  |  | ACTV | 2013-07-11 | DZIWULS2 | 2012-02-22 | PINTOM | 2017-01-12 | V | E_PORTPUMP
10062443 | PUMP, 6" GODWIN, #4 | E-S-C03-V-FLT-PPMP | 28265 | [8 empty] | IE000000000010062443 | Portable pumps |  |  |  |  | 0000000000 |  |  |  | EN |  |  | INST |  | X |  | 00:00:00 |  |  | USD |  | 264303 |  |  | GODWIN | CD150M | 0957883-30 |  | 2003 | F03 | 2003 | PORTPUMP | 1831010 | CM03_100 | V03 |  |  | ACTV | 2013-07-11 | DZIWULS2 | 2012-02-22 | PINTOM | 2017-01-12 | V | E_PORTPUMP
10062444 | PUMP, 3" GORMAN RUPP, TRASH | E-S-C03-V-FLT-PPMP | 28303 | [8 empty] | IE000000000010062444 | Portable pumps |  |  |  |  | 0000000000 |  |  |  | EN |  |  | INST |  | X |  | 00:00:00 |  |  | USD |  | 181312 |  |  | GORMAN RUPP | 3DA | 685529 |  | 2003 | F03 | 2003 | PORTPUMP | 1831010 | CM03_100 | V03 |  |  | ACTV | 2013-07-11 | DZIWULS2 | 2012-02-22 | KAMINSKK | 2017-04-11 | V | E_PORTPUMP
10062449 | PUMP, 4" GORMAN RUPP, DIESEL, #01 | E-S-C03-V-FLT-PPMP | 28308 | [8 empty] | IE000000000010062449 | Portable pumps |  |  |  |  | 0000000000 |  |  |  | EN |  |  | INST |  | X |  | 00:00:00 |  |  | USD |  | 187345 |  |  | GORMAN RUPP | T4A3-F3L | 1049069 |  | 2003 | F03 | 2003 | PORTPUMP | 1831010 | FM03_100 | V03 |  |  | ACTV | 2017-11-30 | DZIWULS2 | 2012-02-22 | CURRENTJ | 2017-11-30 | V | E_PORTPUMP
10062450 | PUMP, 4" GORMAN RUPP, DIESEL, #02 | E-S-C03-V-FLT-PPMP | 28309 | [8 empty] | IE000000000010062450 | Portable pumps |  |  |  |  | 0000000000 |  |  |  | EN |  |  | INST |  | X |  | 00:00:00 |  |  | USD |  | 187102 |  |  | GORMAN RUPP | 14C2-F3L | 990997 |  | 2003 | F03 | 2003 | PORTPUMP | 1831010 | CM03_100 | V03 |  |  | ACTV | 2013-07-11 | DZIWULS2 | 2012-02-22 | KAMINSKK | 2017-04-11 | V | E_PORTPUMP
10062453 | PUMP, 6" GODWIN, #3 | E-S-C03-V-FLT-PPMP | 28312 | [8 empty] | IE000000000010062453 | Portable pumps |  |  |  |  | 0000000000 |  |  |  | EN |  |  | INST |  | X |  | 00:00:00 |  |  | USD |  | 213353 |  |  | GODWIN | CD150M BS | 0024095-47 |  | 2003 | F03 | 2003 | PORTPUMP | 1831010 | CM03_100 | V03 |  |  | ACTV | 2013-07-11 | DZIWULS2 | 2012-02-22 | CURRENTJ | 2018-01-05 | V | E_PORTPUMP
10062454 | PUMP, 12 VOLT DC | E-S-C03-V-FLT-PPMP | 28313 | [8 empty] | IE000000000010062454 | Portable pumps |  |  |  |  | 0000000000 |  |  |  | EN |  |  | INST |  | X |  | 00:00:00 |  |  | USD |  | 508006 |  |  | WARREN RUPP | SPA1 |  |  | 2003 | F03 | 2003 | PORTPUMP | 1831010 | CM03_100 | V03 |  |  | ACTV | 2013-07-11 | DZIWULS2 | 2012-02-22 | KAMINSKK | 2017-04-11 | V | E_PORTPUMP
10062456 | PUMP, 2" HONDA, HOLLAND | E-S-C03-V-FLT-PPMP | 28315 | [8 empty] | IE000000000010062456 | Portable pumps |  |  |  |  | 0000000000 |  |  |  | EN |  |  | INST |  | X |  | 00:00:00 |  |  | USD |  | 508472 |  |  | HONDA |  |  |  | 2003 | F03 | 2003 | PORTPUMP | 1831010 | CM03_100 | V03 |  |  | ACTV | 2013-07-11 | DZIWULS2 | 2012-02-22 | PINTOM | 2020-07-14 | V | E_PORTPUMP
10062457 | PUMP, 3" HOMELITE | E-S-C03-V-FLT-PPMP | 28317 | [8 empty] | IE000000000010062457 | Portable pumps |  |  |  |  | 0000000000 |  |  |  | EN |  |  | INST |  | X |  | 00:00:00 |  |  | USD |  |  |  |  | HOMELITE | 120TP3-1C | 410940037 |  | 2003 | F03 | 2003 | PORTPUMP | 1831010 | CM03_100 | V03 |  |  | ACTV | 2013-07-11 | DZIWULS2 | 2012-02-22 | KAMINSKK | 2017-04-11 | V | E_PORTPUMP
10062461 | PUMP, 3", HONDA, TRASH | E-S-C03-V-FLT-PPMP | 28322 | [8 empty] | IE000000000010062461 | Portable pumps |  |  |  |  | 0000000000 |  |  |  | EN |  |  | INST |  | X |  | 00:00:00 |  |  | USD |  |  |  |  | HONDA | EPT2 80HA | 305503 |  | 2003 | F03 | 2003 | PORTPUMP | 1831010 | CM03_100 | V03 |  |  | ACTV | 2013-07-11 | DZIWULS2 | 2012-02-22 | CURRENTJ | 2013-07-11 | V | E_PORTPUMP
10062462 | PUMP, 3", HONDA, TRASH | E-S-C03-V-FLT-PPMP | 28323 | [8 empty] | IE000000000010062462 | Portable pumps |  |  |  |  | 0000000000 |  |  |  | EN |  |  | INST |  | X |  | 00:00:00 |  |  | USD |  |  |  |  | HONDA | NPH-3T | 179484 |  | 2003 | F03 | 2003 | PORTPUMP | 1831010 | CM03_100 | V03 |  |  | ACTV | 2013-07-11 | DZIWULS2 | 2012-02-22 | CURRENTJ | 2013-07-11 | V | E_PORTPUMP
10062464 | PUMP, 3", WISCONSIN, TRASH | E-S-C03-V-FLT-PPMP | 28325 | [8 empty] | IE000000000010062464 | Portable pumps |  |  |  |  | 0000000000 |  |  |  | EN |  |  | INST |  | X |  | 00:00:00 |  |  | USD | [8 empty] | 2003 | F03 | 2003 | PORTPUMP | 1831010 | CM03_100 | V03 |  |  | ACTV | 2013-07-11 | DZIWULS2 | 2012-02-22 | CURRENTJ | 2013-07-11 | V | E_PORTPUMP
10062465 | PUMP, 4" GORMAN RUPP, #10 | E-S-C03-V-FLT-PPMP | 28515 | [8 empty] | IE000000000010062465 | Portable pumps |  |  |  |  | 0000000000 |  |  |  | EN |  |  | INST |  | X |  | 00:00:00 |  |  | USD |  | 508399 |  |  | GORMAN RUPP | 14D2-K-321PS/G | 893182 |  | 2003 | F03 | 2003 | PORTPUMP | 1831010 | CM03_100 | V03 |  |  | ACTV | 2013-07-11 | DZIWULS2 | 2012-02-22 | KAMINSKK | 2017-04-11 | V | E_PORTPUMP
10062468 | PUMP, 2" GODWIN, SUBMERSIBLE | E-S-C03-V-FLT-PPMP | 28708 | [8 empty] | IE000000000010062468 | Portable pumps |  |  |  |  | 0000000000 |  |  |  | EN |  |  | INST |  | X |  | 00:00:00 |  |  | USD |  |  |  |  | GODWIN | E-CODE 5896 | 1079-175 |  | 2003 | F03 | 2003 | PORTPUMP | 1831010 | CM03_100 | V03 |  |  | ACTV | 2013-07-11 | DZIWULS2 | 2012-02-22 | CURRENTJ | 2013-07-11 | V | E_PORTPUMP
10062469 | PUMP #5, 4" GODWIN, QUIET-VANDAL PAC | E-S-C03-V-FLT-PPMP | 28710 | [8 empty] | IE000000000010062469 | Portable pumps |  |  |  |  | 0000000000 |  |  |  | EN |  |  | INST |  | X |  | 00:00:00 |  |  | USD |  | 264455 |  |  | GODWIN | CD-103M QUIET-VANDAL | 1164292-14 |  | 2003 | F03 | 2003 | PORTPUMP | 1831010 | CM03_100 | V03 |  |  | ACTV | 2013-07-11 | DZIWULS2 | 2012-02-22 | PINTOM | 2017-01-12 | V | E_PORTPUMP
10062470 | PUMP #6, 4" GODWIN, QUIET-VANDAL PAC | E-S-C03-V-FLT-PPMP | 28711 | [8 empty] | IE000000000010062470 | Portable pumps |  |  |  |  | 0000000000 |  |  |  | EN |  |  | INST |  | X |  | 00:00:00 |  |  | USD |  | 264456 |  |  | GODWIN | CD-103M QUIET-VANDAL | 1164292-15 |  | 2003 | F03 | 2003 | PORTPUMP | 1831010 | CM03_100 | V03 |  |  | ACTV | 2013-07-11 | DZIWULS2 | 2012-02-22 | PINTOM | 2017-01-12 | V | E_PORTPUMP
10062471 | PUMP, 2", GAS POWERED | E-S-C03-V-FLT-PPMP | 55210 | [8 empty] | IE000000000010062471 | Portable pumps |  |  |  |  | 0000000000 |  |  |  | EN |  |  | INST |  | X |  | 00:00:00 |  |  | USD | [8 empty] | 2003 | F03 | 2003 | PORTPUMP | 1831010 | CM03_100 | V03 |  |  | ACTV | 2013-07-11 | DZIWULS2 | 2012-02-22 | CURRENTJ | 2013-07-11 | V | E_PORTPUMP
10062474 | PUMP, 3", HOMELITE | E-S-C03-V-FLT-PPMP | 70715 | [8 empty] | IE000000000010062474 | Portable pumps |  |  |  |  | 0000000000 |  |  |  | EN |  |  | INST |  | X |  | 00:00:00 |  |  | USD |  |  |  |  | HOMELITE |  |  |  | 2003 | F03 | 2003 | PORTPUMP | 1831010 | CM03_100 | V03 |  |  | ACTV | 2013-07-11 | DZIWULS2 | 2012-02-22 | KAMINSKK | 2017-04-11 | V | E_PORTPUMP
10068571 | PUMP #9 (ROBIN LA) , 4" GODWIN, CRIT SIL | E-S-C03-V-FLT-PPMP | [9 empty] | IE000000000010068571 | Portable pumps |  |  |  |  | 0000000000 |  |  |  | EN |  |  | INST |  | X |  | 00:00:00 |  |  | USD |  | 293519 |  |  | GODWIN | CD-103M CRIT SILEN | 12610111-5 |  | 2003 | F03 | 2003 | PORTPUMP | 1831010 | CM03_100 | V03 |  |  | ACTV | 2013-07-11 | PINTOM | 2012-08-13 | CANESTRS | 2017-02-13 | V | E_PORTPUMP
10068572 | PUMP #8 (ROGERS 1), 4" GODWIN, CRIT SIL | E-S-C03-V-FLT-PPMP | [9 empty] | IE000000000010068572 | Portable pumps |  |  |  |  | 0000000000 |  |  |  | EN |  |  | INST |  | X |  | 00:00:00 |  |  | USD |  | 293518 |  |  | GODWIN | CD-103M CRIT SILEN | 12610503-2 |  | 2003 | F03 | 2003 | PORTPUMP | 1831010 | CM03_100 | V03 |  |  | ACTV | 2013-07-11 | PINTOM | 2012-08-13 | CANESTRS | 2017-02-13 | V | E_PORTPUMP
10068573 | PUMP #7, 4" GODWIN, QUIET-VANDAL PAC | E-S-C03-V-FLT-PPMP | [9 empty] | IE000000000010068573 | Portable pumps |  |  |  |  | 0000000000 |  |  |  | EN |  |  | INST |  | X |  | 00:00:00 |  |  | USD |  | 293517 |  |  | GODWIN | CD-103M QUIET-VANDAL | 12610111-4 |  | 2003 | F03 | 2003 | PORTPUMP | 1831010 | CM03_100 | V03 |  |  | ACTV | 2013-07-11 | PINTOM | 2012-08-13 | PINTOM | 2017-01-12 | V | E_PORTPUMP
10068775 | PUMP, 3", DIAPHRAGM, AMT, BLASDELL | E-S-C03-V-FLT-PPMP |  |  |  | 335H-96 | [5 empty] | IE000000000010068775 | Portable pumps |  |  |  |  | 0000000000 |  |  |  | EN |  |  | INST |  | X |  | 00:00:00 |  |  | USD |  | 293590 |  |  | AMT-GORMAN/RUPP | 335H-96 | AMT335H96 |  | 2003 | F03 | 2003 | PORTPUMP | 1831010 | CM03_100 | V03 |  |  | ACTV | 2013-07-11 | ZYNDAK | 2013-04-25 | KAMINSKK | 2018-04-30 | M | E_PORTPUMP
10068806 | PUMP #10, 6" GODWIN, CRITICALLY SILENCED | E-S-C03-V-FLT-PPMP | [9 empty] | IE000000000010068806 | Portable pumps |  |  |  |  | 0000000000 |  |  |  | EN |  |  | INST |  | X |  | 00:00:00 |  |  | USD |  | 293602 |  |  | GODWIN | CD-150M CRIT SILEN | 12611257-1 |  | 2003 | F03 | 2003 | PORTPUMP | 1831010 | CM03_100 | V03 |  |  | ACTV | 2013-07-11 | ZYNDAK | 2013-05-29 | KAMINSKK | 2020-06-24 | V | E_PORTPUMP
10068807 | PUMP #11, 6" GODWIN, CRITICALLY SILENCED | E-S-C03-V-FLT-PPMP | [9 empty] | IE000000000010068807 | Portable pumps |  |  |  |  | 0000000000 |  |  |  | EN |  |  | INST |  | X |  | 00:00:00 |  |  | USD |  | 293603 |  |  | GODWIN | CD-150M CRIT SILEN | 12611257-2 |  | 2003 | F03 | 2003 | PORTPUMP | 1831010 | CM03_100 | V03 |  |  | ACTV | 2013-07-11 | ZYNDAK | 2013-05-29 | PINTOM | 2013-08-20 | V | E_PORTPUMP
10069290 | PUMP, 2" GODWIN, SUBMERSIBLE | E-S-C03-V-FLT-PPMP | [9 empty] | IE000000000010069290 | Portable pumps |  |  |  |  | 0000000000 |  |  |  | EN |  |  | INST |  | X |  | 00:00:00 |  |  | USD |  |  |  |  | GODWIN | E-CODE 5896 |  |  | 2003 | F03 | 2003 | PORTPUMP | 1831010 | CM03_100 | V03 |  |  | ACTV | 2011-01-01 | ZYNDAK | 2014-01-02 |  |  | M | E_PORTPUMP
10071637 | PUMP #12, 4" GODWIN, CRITICALLY SILENCED | E-S-C03-V-FLT-PPMP | [9 empty] | IE000000000010071637 | Portable pumps |  |  |  |  | 0000000000 |  |  |  | EN |  |  | INST |  | X |  | 00:00:00 |  |  | USD |  | 293684 | 41035781 | 0 | GODWIN | CD-103M CRIT SILEN | 15627073/01 |  | 2003 | F03 | 2003 | PORTPUMP | 1831010 | CM03_100 | V03 |  |  | ACTV | 2015-06-22 | LALLIR | 2015-06-22 | CURRENTJ | 2015-06-23 | M | E_PORTPUMP
10071936 | PUMP #1, 8" GODWIN,RUSH CREEK WET RELIEF | E-S-C03-V-FLT-PPMP |  |  |  | PMCD080DCN207 | [5 empty] | IE000000000010071936 | Portable pumps |  |  |  |  | 0000000000 |  |  |  | EN |  |  | INST |  | X |  | 00:00:00 |  |  | USD |  |  |  |  | GODWIN | CD225M CRIT SILEN | 15628364-1 |  | 2003 | F03 | 2003 | PORTPUMP | 1831010 | CM03_100 | V03 |  |  | ACTV | 2016-03-28 | CURRENTJ | 2016-03-28 | PINTOM | 2017-01-12 | M | E_PORTPUMP
10071937 | PUMP #2, 8" GODWIN,RUSH CREEK WET RELIEF | E-S-C03-V-FLT-PPMP |  |  |  | PMCD080DCN207 | [5 empty] | IE000000000010071937 | Portable pumps |  |  |  |  | 0000000000 |  |  |  | EN |  |  | INST |  | X |  | 00:00:00 |  |  | USD |  |  |  |  | GODWIN | CD225M CRIT SILEN | 15628364-2 |  | 2003 | F03 | 2003 | PORTPUMP | 1831010 | CM03_100 | V03 |  |  | ACTV | 2016-03-28 | CURRENTJ | 2016-03-28 | PINTOM | 2017-01-12 | M | E_PORTPUMP
10080796 | PUMP, GODWIN, CRITICALLY SILENCED, ELMA | E-S-C03-V-FLT-PPMP | [9 empty] | IE000000000010080796 | Portable pumps |  |  |  |  | 0000000000 |  |  |  | EN |  |  | INST |  | X |  | 00:00:00 |  |  | USD |  | 293951 | 41046739 | 0 | GODWIN | HL130 | 17643592-1 |  | 2003 | F03 | 2003 | PUMP | 1831010 | CM03_100 | V03 |  |  | ACTV | 2020-06-01 | PINTOM | 2020-05-18 | KAMINSKK | 2020-06-24 | M | E_PUMP
10081436 | PUMP, GODWIN, SUBMERSIBLE, COLLECTIONS | E-S-C03-V-FLT-PPMP |  |  |  | 213799 | [5 empty] | IE000000000010081436 | Portable pumps |  |  |  |  | 0000000000 |  |  |  | EN |  |  | INST |  | X |  | 00:00:00 |  |  | USD |  |  |  |  | GODWIN | GS910 | 2065-749 |  | 2003 | F03 | 2003 | PUMP | 1831010 | CM03_100 | V03 |  |  | ACTV | 2021-12-20 | PINTOM | 2021-12-20 |  |  | M | E_PUMP
10068608 | PUMP, 866 CHALLENGER SERIES | E-S-C03-V-FLT-VEH | [9 empty] | IE000000000010068608 | Vehicles |  |  |  |  | 0000000000 |  |  |  | EN |  |  | ASEQ |  | X |  | 00:00:00 | [7 empty] | NATIONAL VACUUM EQUIPMENT | 102 866-FS | 37984 |  | 2003 | F03 | 2003 | VEHICLE | 1831010 | VEH3_100 | V03 | 10064254 |  | ACTV | 2018-03-15 | PINTOM | 2012-11-26 | CURRENTJ | 2018-03-15 | M | E_PORTPUMP
10070151 | TOOLBOX, LOBEPRO PUMP | E-S-C03-V-TOO | [9 empty] | IE000000000010070151 | Tools |  |  |  |  | 0000000000 |  |  |  | EN |  |  | INST |  | X |  | 00:00:00 |  |  | USD |  | AIMS #293635 | 41034431 | 0 | LOBEPRO |  |  |  | 2003 | F03 | 2003 | GENL | 1831010 | FM03_100 | F03 |  |  | ACTV | 2022-11-30 | KAMINSKK | 2014-07-22 | PHILLIPP | 2022-11-30 | M | E_TOOL | 10070151
10071778 | DEF PUMP SYSTETM WITH METER | E-S-C03-V-TOO |  |  |  | F00201A1 | [5 empty] | IE000000000010071778 | Tools |  |  |  |  | 0000000000 |  |  |  | EN |  |  | INST |  | X |  | 00:00:00 |  |  | USD |  | 293731 | 41036537 | 0 | PIUSUI USA INC. | 120V PRO |  |  | 2003 | F03 | 2003 | TOOL | 1831010 | FM03_100 | F03 |  |  | ACTV | 2022-11-30 | LALLIR | 2015-12-23 | PHILLIPP | 2022-11-30 | M | E_TOOL | 10071778
10000010 | PUMP, INFLUENT | E-S-C03-X | [9 empty] | IE000000000010000010 | Inactive/Scrap/Retired |  |  |  |  | 0000000000 |  |  |  | EN |  |  | DLFL INST |  | X |  | 00:00:00 | [11 empty] | 2003 | F03 | 2003 | GENL | 1831010 | FM03_100 | F03 |  |  | ACTV | 2013-12-23 | DZIWULS2 | 2012-02-22 | PINTOM | 2016-04-26 | M
10000538 | MOTOR, H.P. SERVICE WATER PUMP 1 | E-S-C03-X | 15210M | [8 empty] | IE000000000010000538 | Inactive/Scrap/Retired |  |  |  |  | 0000000000 |  |  |  | EN |  |  | INAC INST |  | X |  | 00:00:00 | [11 empty] | 2003 |  | 2003 | MOTOR | 1831010 |  |  |  |  | ACTV | 2018-08-27 | DZIWULS2 | 2012-02-22 | PINTOM | 2018-08-27 | M | E_MOTOR
10000540 | MOTOR, H.P. SERVICE WATER PUMP 2 | E-S-C03-X | 15220M | [8 empty] | IE000000000010000540 | Inactive/Scrap/Retired |  |  |  |  | 0000000000 |  |  |  | EN |  |  | INAC INST |  | X |  | 00:00:00 | [11 empty] | 2003 |  | 2003 | MOTOR | 1831010 |  |  |  |  | ACTV | 2018-08-27 | DZIWULS2 | 2012-02-22 | PINTOM | 2018-08-27 | M | E_MOTOR
10000563 | PUMP 1, CAUSTIC SODA RECIRC | E-S-C03-X | 16100 | [8 empty] | IE000000000010000563 | Inactive/Scrap/Retired |  |  |  |  | 0000000000 |  |  |  | EN |  |  | INAC INST |  | X |  | 00:00:00 | [8 empty] | 2310 | 784010 |  | 2003 |  | 2003 | GENL | 1831010 |  |  |  |  | ACTV | 2013-11-08 | DZIWULS2 | 2012-02-22 | CURRENTJ | 2014-05-01 | M
10000564 | PUMP 2, CAUSTIC SODA RECIRC | E-S-C03-X | 16101 | [8 empty] | IE000000000010000564 | Inactive/Scrap/Retired |  |  |  |  | 0000000000 |  |  |  | EN |  |  | INAC INST |  | X |  | 00:00:00 | [8 empty] | 2310 | 784009 |  | 2003 |  | 2003 | GENL | 1831010 |  |  |  |  | ACTV | 2013-11-08 | DZIWULS2 | 2012-02-22 | CURRENTJ | 2014-05-01 | M
10000565 | PUMP 3, CAUSTIC SODA RECIRC | E-S-C03-X | 16102 | [8 empty] | IE000000000010000565 | Inactive/Scrap/Retired |  |  |  |  | 0000000000 |  |  |  | EN |  |  | INAC INST |  | X |  | 00:00:00 | [8 empty] | 2310 | 784001 |  | 2003 |  | 2003 | GENL | 1831010 |  |  |  |  | ACTV | 2013-11-08 | DZIWULS2 | 2012-02-22 | CURRENTJ | 2014-05-01 | M
10000566 | PUMP, CAUSTIC SODA TRANSFER | E-S-C03-X | 16103 | [8 empty] | IE000000000010000566 | Inactive/Scrap/Retired |  |  |  |  | 0000000000 |  |  |  | EN |  |  | INAC INST |  | X |  | 00:00:00 | [8 empty] | 1106 |  |  | 2003 |  | 2003 | GENL | 1831010 |  |  |  |  | ACTV | 2013-11-08 | DZIWULS2 | 2012-02-22 | CURRENTJ | 2014-05-01 | M
10000616 | PUMP, THICKENER SLUDGE TRANSFER, 2 | E-S-C03-X | 18161 | [8 empty] | IE000000000010000616 | Inactive/Scrap/Retired |  |  |  |  | 0000000000 |  |  |  | EN |  |  | INST |  | X |  | 00:00:00 | [7 empty] | MOYNO | CDQ | AS-355-93 |  | 2003 |  | 2003 |  | 1831010 |  |  |  |  | ACTV | 2013-04-30 | DZIWULS2 | 2012-02-22 | ZYNDAK | 2013-05-01 | M
10000617 | MOTOR, THICKENED SLUDGE TRANS. PUMP 2 | E-S-C03-X | 18161M | [8 empty] | IE000000000010000617 | Inactive/Scrap/Retired |  |  |  |  | 0000000000 |  |  |  | EN |  |  | ASEQ |  | X |  | 00:00:00 | [11 empty] | 2003 |  | 2003 | MOTOR | 1831010 |  |  | 10000616 |  | ACTV | 2013-04-30 | DZIWULS2 | 2012-02-22 | ZYNDAK | 2013-04-30 | M | E_MOTOR
10000618 | PUMP, THICKENER SLUDGE TRANSFER, 3 | E-S-C03-X | 18171 | [8 empty] | IE000000000010000618 | Inactive/Scrap/Retired |  |  |  |  | 0000000000 |  |  |  | EN |  |  | INAC INST |  | X |  | 00:00:00 | [7 empty] | MOYNO | CDQ | AS-355-93 |  | 2003 |  | 2003 | PUMP | 1831010 |  |  |  |  | ACTV | 2017-04-06 | DZIWULS2 | 2012-02-22 | PINTOM | 2017-04-06 | M | E_PUMP
10000644 | PUMP, POLYBLEND BIOS 1 & 2 | E-S-C03-X | 19050 | [8 empty] | IE000000000010000644 | Inactive/Scrap/Retired |  |  |  |  | 0000000000 |  |  |  | EN |  |  | INST |  | X |  | 00:00:00 | [11 empty] | 2003 |  | 2003 | GENL | 1831010 |  |  |  |  | ACTV | 2014-01-14 | DZIWULS2 | 2012-02-22 | CURRENTJ | 2014-05-01 | M
10000645 | MOTOR, POLYBLEND BIO'S PUMP 3 & 4 | E-S-C03-X | 19050M | [8 empty] | IE000000000010000645 | Inactive/Scrap/Retired |  |  |  |  | 0000000000 |  |  |  | EN |  |  | ASEQ |  | X |  | 00:00:00 | [11 empty] | 2003 |  | 2003 | MOTOR | 1831010 |  |  | 10000644 |  | ACTV | 2014-01-14 | DZIWULS2 | 2012-02-22 | KAMINSKK | 2014-01-14 | M | E_MOTOR
10000646 | PUMP, POLYBLEND BIOS 3 & 4 | E-S-C03-X | 19051 | [8 empty] | IE000000000010000646 | Inactive/Scrap/Retired |  |  |  |  | 0000000000 |  |  |  | EN |  |  | INST |  | X |  | 00:00:00 | [11 empty] | 2003 |  | 2003 | GENL | 1831010 |  |  |  |  | ACTV | 2014-01-14 | DZIWULS2 | 2012-02-22 | CURRENTJ | 2014-05-01 | M
10000647 | MOTOR, POLYBLEND BIO'S PUMP 1 & 3 | E-S-C03-X | 19051M | [8 empty] | IE000000000010000647 | Inactive/Scrap/Retired |  |  |  |  | 0000000000 |  |  |  | EN |  |  | ASEQ |  | X |  | 00:00:00 | [11 empty] | 2003 |  | 2003 | MOTOR | 1831010 |  |  | 10000646 |  | ACTV | 2014-01-14 | DZIWULS2 | 2012-02-22 | KAMINSKK | 2014-01-14 | M | E_MOTOR
10000675 | PUMP, CHEMICAL, ACID WASH | E-S-C03-X | 20112 | [8 empty] | IE000000000010000675 | Inactive/Scrap/Retired |  |  |  |  | 0000000000 |  |  |  | EN |  |  | INST |  | X |  | 00:00:00 | [7 empty] | ITT MARLOW | 11/2HP22ELX-B3 | 1379400 |  | 2003 |  | 2003 | GENL | 1831010 |  |  |  |  | ACTV | 2016-12-22 | DZIWULS2 | 2012-02-22 | KAMINSKK | 2016-12-22 | M | E_PUMP
10000676 | MOTOR, ACID WASH PUMP | E-S-C03-X | 20112M | [8 empty] | IE000000000010000676 | Inactive/Scrap/Retired |  |  |  |  | 0000000000 |  |  |  | EN |  |  | ASEQ |  | X |  | 00:00:00 | [11 empty] | 2003 |  | 2003 | MOTOR | 1831010 |  |  | 10000675 |  | ACTV | 2016-12-22 | DZIWULS2 | 2012-02-22 | KAMINSKK | 2016-12-22 | M | E_MOTOR
10000699 | PUMP 1, POSITIVE DISP, FILTER PRESS FEED | E-S-C03-X | 20300 | [8 empty] | IE000000000010000699 | Inactive/Scrap/Retired |  |  |  |  | 0000000000 |  |  |  | EN |  |  | INAC INST |  | X |  | 00:00:00 | [7 empty] | MOYNO | B2K CDQ SPA | AS-4040002 -1 |  | 2003 |  | 2003 | GENL | 1831010 |  |  |  |  | ACTV | 2018-10-16 | DZIWULS2 | 2012-02-22 | PINTOM | 2018-10-16 | M | E_PUMP
10000700 | GEARBOX, FILTER PRESS FEED PUMP 1 | E-S-C03-X | 20300G | [8 empty] | IE000000000010000700 | Inactive/Scrap/Retired |  |  |  |  | 0000000000 |  |  |  | EN |  |  | ASEQ |  | X |  | 00:00:00 | [11 empty] | 2003 |  | 2003 | GEARBOX | 1831010 |  |  | 10000699 |  | ACTV | 2018-10-16 | DZIWULS2 | 2012-02-22 | PINTOM | 2018-10-16 | M | E_GEARBOX
10000701 | MOTOR, FILTER PRESS FEED PUMP 1 | E-S-C03-X | 20300M | [8 empty] | IE000000000010000701 | Inactive/Scrap/Retired |  |  |  |  | 0000000000 |  |  |  | EN |  |  | ASEQ |  | X |  | 00:00:00 | [7 empty] | NORD | SK42F-132M/4 |  |  | 2003 |  | 2003 | MOTOR | 1831010 |  |  | 10000699 |  | ACTV | 2018-10-16 | DZIWULS2 | 2012-02-22 | PINTOM | 2018-10-16 | M | E_MOTOR
10000703 | PUMP 2, POSITIVE DISP, FILTER PRESS FEED | E-S-C03-X | 20303 | [8 empty] | IE000000000010000703 | Inactive/Scrap/Retired |  |  |  |  | 0000000000 |  |  |  | EN |  |  | INAC INST |  | X |  | 00:00:00 | [8 empty] | B2K CDQ SPA | AS-4040002 -2 |  | 2003 |  | 2003 | GENL | 1831010 |  |  |  |  | ACTV | 2018-10-16 | DZIWULS2 | 2012-02-22 | PINTOM | 2018-10-16 | M | E_PUMP
10000704 | GEARBOX, FILTER PRESS FEED PUMP 2 | E-S-C03-X | 20303G | [8 empty] | IE000000000010000704 | Inactive/Scrap/Retired |  |  |  |  | 0000000000 |  |  |  | EN |  |  | ASEQ |  | X |  | 00:00:00 | [11 empty] | 2003 |  | 2003 | GEARBOX | 1831010 |  |  | 10000703 |  | ACTV | 2018-10-16 | DZIWULS2 | 2012-02-22 | PINTOM | 2018-10-16 | M | E_GEARBOX
10000705 | MOTOR, FILTER PRESS FEED PUMP 2 | E-S-C03-X | 20303M | [8 empty] | IE000000000010000705 | Inactive/Scrap/Retired |  |  |  |  | 0000000000 |  |  |  | EN |  |  | ASEQ |  | X |  | 00:00:00 | [7 empty] | NORD | SK42F-132M/4 |  |  | 2003 |  | 2003 | MOTOR | 1831010 |  |  | 10000703 |  | ACTV | 2018-10-16 | DZIWULS2 | 2012-02-22 | PINTOM | 2018-10-16 | M | E_MOTOR
10000707 | PUMP 3, POSITIVE DISP, FILTER PRESS FEED | E-S-C03-X | 20306 | [8 empty] | IE000000000010000707 | Inactive/Scrap/Retired |  |  |  |  | 0000000000 |  |  |  | EN |  |  | INAC INST |  | X |  | 00:00:00 | [7 empty] | MOYNO | B2K CDQ SPA | AS-4040002 -3 |  | 2003 |  | 2003 | GENL | 1831010 |  |  |  |  | ACTV | 2018-10-16 | DZIWULS2 | 2012-02-22 | KAMINSKK | 2019-03-25 | M | E_PUMP
10000708 | GEARBOX, FILTER PRESS FEED PUMP 3 | E-S-C03-X | 20306G | [8 empty] | IE000000000010000708 | Inactive/Scrap/Retired |  |  |  |  | 0000000000 |  |  |  | EN |  |  | ASEQ |  | X |  | 00:00:00 | [11 empty] | 2003 |  | 2003 | GEARBOX | 1831010 |  |  | 10000707 |  | ACTV | 2018-10-16 | DZIWULS2 | 2012-02-22 | PINTOM | 2018-10-16 | M | E_GEARBOX
10000709 | MOTOR, FILTER PRESS FEED PUMP 3 | E-S-C03-X | 20306M | [8 empty] | IE000000000010000709 | Inactive/Scrap/Retired |  |  |  |  | 0000000000 |  |  |  | EN |  |  | ASEQ |  | X |  | 00:00:00 | [7 empty] | NORD | SK42F-132M/4 |  |  | 2003 |  | 2003 | MOTOR | 1831010 |  |  | 10000707 |  | ACTV | 2018-10-16 | DZIWULS2 | 2012-02-22 | PINTOM | 2018-10-16 | M | E_MOTOR
10000732 | PUMP 1, POLYMER METERING | E-S-C03-X | 20410 | [8 empty] | IE000000000010000732 | Inactive/Scrap/Retired |  |  |  |  | 0000000000 |  |  |  | EN |  |  | INAC INST |  | X |  | 00:00:00 | [7 empty] | MOYNO | SEBP 50.2 | 34716/1 |  | 2003 |  | 2003 | PUMP | 1831010 |  |  |  |  | ACTV | 2016-12-09 | DZIWULS2 | 2012-02-22 | PINTOM | 2016-12-09 | M | E_PUMP
10000733 | GEARBOX, POLYMER METERING PUMP 1 | E-S-C03-X | 20410G | [8 empty] | IE000000000010000733 | Inactive/Scrap/Retired |  |  |  |  | 0000000000 |  |  |  | EN |  |  | ASEQ |  | X |  | 00:00:00 | [11 empty] | 2003 |  | 2003 | GEARBOX | 1831010 |  |  | 10000732 |  | ACTV | 2016-12-09 | DZIWULS2 | 2012-02-22 | PINTOM | 2016-12-09 | M | E_GEARBOX
10000734 | MOTOR, POLYMER METERING PUMP 1 | E-S-C03-X | 20410M | [8 empty] | IE000000000010000734 | Inactive/Scrap/Retired |  |  |  |  | 0000000000 |  |  |  | EN |  |  | ASEQ |  | X |  | 00:00:00 | [11 empty] | 2003 |  | 2003 | MOTOR | 1831010 |  |  | 10000732 |  | ACTV | 2016-12-09 | DZIWULS2 | 2012-02-22 | PINTOM | 2016-12-09 | M | E_MOTOR
10000735 | PUMP 2, POLYMER METERING | E-S-C03-X | 20411 | [8 empty] | IE000000000010000735 | Inactive/Scrap/Retired |  |  |  |  | 0000000000 |  |  |  | EN |  |  | INAC INST |  | X |  | 00:00:00 |  |  |  |  | 10019596 |  |  | ROPER | 7120 GHL |  |  | 2003 |  | 2003 | PUMP | 1831010 |  |  |  |  | ACTV | 2016-12-09 | DZIWULS2 | 2012-02-22 | PINTOM | 2016-12-09 | M | E_PUMP
10000736 | GEARBOX, POLYMER METERING PUMP 2 | E-S-C03-X | 20411G | [8 empty] | IE000000000010000736 | Inactive/Scrap/Retired |  |  |  |  | 0000000000 |  |  |  | EN |  |  | ASEQ |  | X |  | 00:00:00 | [11 empty] | 2003 |  | 2003 | GEARBOX | 1831010 |  |  | 10000735 |  | ACTV | 2016-12-09 | DZIWULS2 | 2012-02-22 | PINTOM | 2016-12-09 | M | E_GEARBOX
10000737 | MOTOR, POLYMER METERING PUMP 2 | E-S-C03-X | 20411M | [8 empty] | IE000000000010000737 | Inactive/Scrap/Retired |  |  |  |  | 0000000000 |  |  |  | EN |  |  | ASEQ |  | X |  | 00:00:00 | [11 empty] | 2003 |  | 2003 | MOTOR | 1831010 |  |  | 10000735 |  | ACTV | 2016-12-09 | DZIWULS2 | 2012-02-22 | PINTOM | 2016-12-09 | M | E_MOTOR
10000738 | PUMP 3, POLYMER METERING | E-S-C03-X | 20412 | [8 empty] | IE000000000010000738 | Inactive/Scrap/Retired |  |  |  |  | 0000000000 |  |  |  | EN |  |  | INAC INST |  | X |  | 00:00:00 | [7 empty] | MOYNO | SEBP 50.2 | 34716/3 |  | 2003 |  | 2003 | PUMP | 1831010 |  |  |  |  | ACTV | 2016-12-09 | DZIWULS2 | 2012-02-22 | PINTOM | 2016-12-09 | M | E_PUMP
10000739 | GEARBOX, POLYMER METERING PUMP 3 | E-S-C03-X | 20412G | [8 empty] | IE000000000010000739 | Inactive/Scrap/Retired |  |  |  |  | 0000000000 |  |  |  | EN |  |  | ASEQ |  | X |  | 00:00:00 | [11 empty] | 2003 |  | 2003 | GEARBOX | 1831010 |  |  | 10000738 |  | ACTV | 2016-12-09 | DZIWULS2 | 2012-02-22 | PINTOM | 2016-12-09 | M | E_GEARBOX
10000740 | MOTOR, POLYMER METERING PUMP 3 | E-S-C03-X | 20412M | [8 empty] | IE000000000010000740 | Inactive/Scrap/Retired |  |  |  |  | 0000000000 |  |  |  | EN |  |  | ASEQ |  | X |  | 00:00:00 | [11 empty] | 2003 |  | 2003 | MOTOR | 1831010 |  |  | 10000738 |  | ACTV | 2016-12-09 | DZIWULS2 | 2012-02-22 | PINTOM | 2016-12-09 | M | E_MOTOR
10000811 | PUMP X, PISTON, INCINERATOR FEED | E-S-C03-X | 21150 | [8 empty] | IE000000000010000811 | Inactive/Scrap/Retired |  |  |  |  | 0000000000 |  |  |  | EN |  |  | DLFL INAC INST |  | X |  | 00:00:00 | [7 empty] | ABEL | EKP-154200013-01 | ORDER #4200013 |  | 2003 |  | 2003 |  | 1831010 |  |  |  |  | ACTV | 2013-03-11 | DZIWULS2 | 2012-02-22 | MACNEILK | 2013-03-12 | M
10000839 | PUMP Y, PISTON, INCINERATOR FEED | E-S-C03-X | 21160 | [8 empty] | IE000000000010000839 | Inactive/Scrap/Retired |  |  |  |  | 0000000000 |  |  |  | EN |  |  | DLFL INAC INST |  | X |  | 00:00:00 | [7 empty] | ABEL | EKP-15/33 | 4200008/01 |  | 2003 |  | 2003 |  | 1831010 |  |  |  |  | ACTV | 2013-03-11 | DZIWULS2 | 2012-02-22 | MACNEILK | 2013-03-12 | M
10000889 | PUMP, ASH TRANSFER | E-S-C03-X | 21205 | [8 empty] | IE000000000010000889 | Inactive/Scrap/Retired |  |  |  |  | 0000000000 |  |  |  | EN |  |  | DLFL INAC INST |  | X |  | 00:00:00 | [7 empty] | WARREN RUPP | CLM113RZ-A114 | CO4-4396-01 |  | 2003 |  | 2003 |  | 1831010 |  |  |  |  | ACTV | 2013-03-11 | DZIWULS2 | 2012-02-22 | MACNEILK | 2013-03-12 | M
10000892 | PUMP, MONOFLO ASH TRANSFER | E-S-C03-X | 21207 | [8 empty] | IE000000000010000892 | Inactive/Scrap/Retired |  |  |  |  | 0000000000 |  |  |  | EN |  |  | DLFL INAC INST |  | X |  | 00:00:00 | [8 empty] | MONOFLO - CLM113R2/D | 30/107823/4 |  | 2003 |  | 2003 |  | 1831010 |  |  |  |  | ACTV | 2013-03-11 | DZIWULS2 | 2012-02-22 | MACNEILK | 2013-03-12 | M
10000896 | PUMP, ASH TRANSFER | E-S-C03-X | 21210 | [8 empty] | IE000000000010000896 | Inactive/Scrap/Retired |  |  |  |  | 0000000000 |  |  |  | EN |  |  | DLFL INAC INST |  | X |  | 00:00:00 | [7 empty] | SANDPIPER | SA2-A, DA-3-A | 152415 |  | 2003 |  | 2003 |  | 1831010 |  |  |  |  | ACTV | 2013-03-11 | DZIWULS2 | 2012-02-22 | MACNEILK | 2013-03-12 | M
10001543 | PUMP, AUX HOT WATER | E-S-C03-X | [9 empty] | IE000000000010001543 | Inactive/Scrap/Retired |  |  |  |  | 0000000000 |  |  |  | EN |  |  | DLFL INAC INST |  | X |  | 00:00:00 | [7 empty] | D6542 | B&G 1/12 H.P. | 189034 H49 |  | 2003 |  | 2003 |  | 1831010 |  |  |  |  | ACTV | 2014-05-01 | DZIWULS2 | 2012-02-22 | ZYNDAK | 2014-05-01 | M
10001586 | MOTOR, ORF DECANT PUMP | E-S-C03-X | 25026M | [8 empty] | IE000000000010001586 | Inactive/Scrap/Retired |  |  |  |  | 0000000000 |  |  |  | EN |  |  | DLFL INAC INST |  | X |  | 00:00:00 | [11 empty] | 2003 |  | 2003 |  | 1831010 |  |  |  |  | ACTV | 2013-03-16 | DZIWULS2 | 2012-02-22 | ZYNDAK | 2013-03-16 | M
10001666 | SUMP PUMP - BVP | E-S-C03-X | 26677 | [8 empty] | IE000000000010001666 | Inactive/Scrap/Retired |  |  |  |  | 0000000000 |  |  |  | EN |  |  | INST |  | X |  | 00:00:00 | [7 empty] | 038950 | B-A1 |  |  | 2003 |  | 2003 | PUMP | 1831010 |  |  |  |  | ACTV | 2018-08-14 | DZIWULS2 | 2012-02-22 | PINTOM | 2018-08-14 | M | E_PUMP
10001671 | CONTACTOR, START, PUMP 2 - BVP | E-S-C03-X | 26682 | [8 empty] | IE000000000010001671 | Inactive/Scrap/Retired |  |  |  |  | 0000000000 |  |  |  | EN |  |  | INST |  | X |  | 00:00:00 | [8 empty] | RS6UL-40-4-12-34A83M | 200103 |  | 2003 |  | 2003 | ELECTRIC | 1831010 |  |  |  |  | ACTV | 2018-08-14 | DZIWULS2 | 2012-02-22 | PINTOM | 2018-08-14 | M | E_ELECTRIC
10001672 | VFD, PUMP 1 - BVP | E-S-C03-X | 26683 | [8 empty] | IE000000000010001672 | Inactive/Scrap/Retired |  |  |  |  | 0000000000 |  |  |  | EN |  |  | INST |  | X |  | 00:00:00 | [8 empty] | BT2413 | F-12652-1 |  | 2003 |  | 2003 | VFD | 1831010 |  |  |  |  | ACTV | 2018-08-14 | DZIWULS2 | 2012-02-22 | PINTOM | 2018-08-14 | M | E_VFD
10001677 | BAYVIEW PUMP STATION | E-S-C03-X | 26700 | [8 empty] | IE000000000010001677 | Inactive/Scrap/Retired |  |  |  |  | 0000000000 |  |  |  | EN |  |  | DLFL INAC INST |  | X |  | 00:00:00 | [11 empty] | 2003 |  | 2003 |  | 1831010 |  |  |  |  | ACTV | 2013-03-07 | DZIWULS2 | 2012-02-22 | ZYNDAK | 2013-03-07 | M
10001684 | BROOKSIDE PUMP STATION | E-S-C03-X | 26710 | [8 empty] | IE000000000010001684 | Inactive/Scrap/Retired |  |  |  |  | 0000000000 |  |  |  | EN |  |  | DLFL INAC INST |  | X |  | 00:00:00 | [11 empty] | 2003 |  | 2003 | GENL | 1831010 |  |  |  |  | ACTV | 2013-03-06 | DZIWULS2 | 2012-02-22 | ZYNDAK | 2013-03-06 | M
10001693 | BOSTON VALLEY PUMP STATION | E-S-C03-X | 26720 | [8 empty] | IE000000000010001693 | Inactive/Scrap/Retired |  |  |  |  | 0000000000 |  |  |  | EN |  |  | DLFL INAC INST |  | X |  | 00:00:00 | [11 empty] | 2003 |  | 2003 | GENL | 1831010 |  |  |  |  | ACTV | 2013-03-07 | DZIWULS2 | 2012-02-22 | ZYNDAK | 2013-03-07 | M
10001695 | PUMP 1 - BVP | E-S-C03-X | 26722 | [8 empty] | IE000000000010001695 | Inactive/Scrap/Retired |  |  |  |  | 0000000000 |  |  |  | EN |  |  | INST |  | X |  | 00:00:00 | [7 empty] | ALLIS-CHALMERS | 200 | 97-238515-01-01 |  | 2003 |  | 2003 | PUMP | 1831010 |  |  |  |  | ACTV | 2018-08-14 | DZIWULS2 | 2012-02-22 | PINTOM | 2018-08-14 | M | E_PUMP
10001696 | MOTOR, PUMP 1 | E-S-C03-X | 26722M | [8 empty] | IE000000000010001696 | Inactive/Scrap/Retired |  |  |  |  | 0000000000 |  |  |  | EN |  |  | ASEQ |  | X |  | 00:00:00 | [8 empty] | FRAME: 326 HP, TYPE | 17106/1 |  | 2003 |  | 2003 | MOTOR | 1831010 |  |  | 10001695 |  | ACTV | 2018-08-14 | DZIWULS2 | 2012-02-22 | PINTOM | 2018-08-14 | M | E_MOTOR
10001697 | PUMP 2 - BVP | E-S-C03-X | 26723 | [8 empty] | IE000000000010001697 | Inactive/Scrap/Retired |  |  |  |  | 0000000000 |  |  |  | EN |  |  | INST |  | X |  | 00:00:00 | [7 empty] | ALLIS-CHALMERS | 326TTFS7332AA |  |  | 2003 |  | 2003 | PUMP | 1831010 |  |  |  |  | ACTV | 2018-08-14 | DZIWULS2 | 2012-02-22 | PINTOM | 2018-08-14 | M | E_PUMP
10001698 | MOTOR, PUMP 2 | E-S-C03-X | 26723M | [8 empty] | IE000000000010001698 | Inactive/Scrap/Retired |  |  |  |  | 0000000000 |  |  |  | EN |  |  | ASEQ |  | X |  | 00:00:00 | [11 empty] | 2003 |  | 2003 | MOTOR | 1831010 |  |  | 10001697 |  | ACTV | 2018-08-14 | DZIWULS2 | 2012-02-22 | PINTOM | 2018-08-14 | M | E_MOTOR
10001699 | PUMP 3 - BVP | E-S-C03-X | 26724 | [8 empty] | IE000000000010001699 | Inactive/Scrap/Retired |  |  |  |  | 0000000000 |  |  |  | EN |  |  | INST |  | X |  | 00:00:00 | [7 empty] | ALLIS CHALMERS |  |  |  | 2003 |  | 2003 | PUMP | 1831010 |  |  |  |  | ACTV | 2018-08-14 | DZIWULS2 | 2012-02-22 | PINTOM | 2018-08-14 | M | E_PUMP
10001700 | MOTOR, PUMP 3 | E-S-C03-X | 26724M | [8 empty] | IE000000000010001700 | Inactive/Scrap/Retired |  |  |  |  | 0000000000 |  |  |  | EN |  |  | ASEQ |  | X |  | 00:00:00 | [11 empty] | 2003 |  | 2003 | MOTOR | 1831010 |  |  | 10001699 |  | ACTV | 2018-08-14 | DZIWULS2 | 2012-02-22 | PINTOM | 2018-08-14 | M | E_MOTOR
10001701 | PUMP 4 | E-S-C03-X | 26725 | [8 empty] | IE000000000010001701 | Inactive/Scrap/Retired |  |  |  |  | 0000000000 |  |  |  | EN |  |  | INST |  | X |  | 00:00:00 | [7 empty] | ALLIS CHALMERS | 300 | 821-37213-1-1 |  | 2003 |  | 2003 | PUMP | 1831010 |  |  |  |  | ACTV | 2018-08-14 | DZIWULS2 | 2012-02-22 | PINTOM | 2018-08-14 | M | E_PUMP
10001702 | MOTOR, PUMP 4 | E-S-C03-X | 26725M | [8 empty] | IE000000000010001702 | Inactive/Scrap/Retired |  |  |  |  | 0000000000 |  |  |  | EN |  |  | ASEQ |  | X |  | 00:00:00 | [11 empty] | 2003 |  | 2003 | MOTOR | 1831010 |  |  | 10001701 |  | ACTV | 2018-08-14 | DZIWULS2 | 2012-02-22 | PINTOM | 2018-08-14 | M | E_MOTOR
10001707 | PUMP 1, SEAL WATER | E-S-C03-X | 26727 | [8 empty] | IE000000000010001707 | Inactive/Scrap/Retired |  |  |  |  | 0000000000 |  |  |  | EN |  |  | INST |  | X |  | 00:00:00 | [11 empty] | 2003 |  | 2003 | PUMP | 1831010 |  |  |  |  | ACTV | 2013-08-14 | DZIWULS2 | 2012-02-22 | CURRENTJ | 2014-05-01 | M
10001708 | MOTOR, SEAL WATER, PUMP 1 | E-S-C03-X | 26727M | [8 empty] | IE000000000010001708 | Inactive/Scrap/Retired |  |  |  |  | 0000000000 |  |  |  | EN |  |  | ASEQ |  | X |  | 00:00:00 | [11 empty] | 2003 |  | 2003 | MOTOR | 1831010 |  |  | 10001707 |  | ACTV | 2013-08-14 | DZIWULS2 | 2012-02-22 | CURRENTJ | 2013-08-14 | M | E_MOTOR
10001709 | PUMP 2, SEAL WATER | E-S-C03-X | 26728 | [8 empty] | IE000000000010001709 | Inactive/Scrap/Retired |  |  |  |  | 0000000000 |  |  |  | EN |  |  | INST |  | X |  | 00:00:00 | [11 empty] | 2003 |  | 2003 | PUMP | 1831010 |  |  |  |  | ACTV | 2013-08-14 | DZIWULS2 | 2012-02-22 | CURRENTJ | 2014-05-01 | M
10001710 | MOTOR, SEAL WATER, PUMP 2 | E-S-C03-X | 26728M | [8 empty] | IE000000000010001710 | Inactive/Scrap/Retired |  |  |  |  | 0000000000 |  |  |  | EN |  |  | ASEQ |  | X |  | 00:00:00 | [11 empty] | 2003 |  | 2003 | MOTOR | 1831010 |  |  | 10001709 |  | ACTV | 2013-08-14 | DZIWULS2 | 2012-02-22 | CURRENTJ | 2013-08-14 | M | E_MOTOR
10001711 | PUMP 1, SUMP - BVP | E-S-C03-X | 26729 | [8 empty] | IE000000000010001711 | Inactive/Scrap/Retired |  |  |  |  | 0000000000 |  |  |  | EN |  |  | INST |  | X |  | 00:00:00 | [7 empty] | HYDROMATIC | P51, (HIGH HEAD) | N/A |  | 2003 |  | 2003 | PUMP | 1831010 |  |  |  |  | ACTV | 2018-08-14 | DZIWULS2 | 2012-02-22 | PINTOM | 2018-08-14 | M | E_PUMP
10001712 | PUMP 2, SUMP - BVP | E-S-C03-X | 26730 | [8 empty] | IE000000000010001712 | Inactive/Scrap/Retired |  |  |  |  | 0000000000 |  |  |  | EN |  |  | INST |  | X |  | 00:00:00 | [7 empty] | HYDROMATIC | P51 (HIGH HEAD) | N/A |  | 2003 |  | 2003 | PUMP | 1831010 |  |  |  |  | ACTV | 2018-08-14 | DZIWULS2 | 2012-02-22 | PINTOM | 2018-08-14 | M | E_PUMP
10001713 | PUMP, SUMP, BOSTON VALLEY - BVP | E-S-C03-X | 26731 | [8 empty] | IE000000000010001713 | Inactive/Scrap/Retired |  |  |  |  | 0000000000 |  |  |  | EN |  |  | INST |  | X |  | 00:00:00 | [7 empty] | HYDROMATIC | B-A1 |  |  | 2003 |  | 2003 | PUMP | 1831010 |  |  |  |  | ACTV | 2018-08-14 | DZIWULS2 | 2012-02-22 | PINTOM | 2018-08-14 | M | E_PUMP
10001716 | PUMP, BOSTON VALLEYSCALING WATER - BVP | E-S-C03-X | 26734 | [8 empty] | IE000000000010001716 | Inactive/Scrap/Retired |  |  |  |  | 0000000000 |  |  |  | EN |  |  | INST |  | X |  | 00:00:00 | [11 empty] | 2003 |  | 2003 | PUMP | 1831010 |  |  |  |  | ACTV | 2018-08-14 | DZIWULS2 | 2012-02-22 | PINTOM | 2018-08-14 | M | E_PUMP
10001717 | MOTOR, PUMP, SCALING WATER - BVP | E-S-C03-X | 26734M | [8 empty] | IE000000000010001717 | Inactive/Scrap/Retired |  |  |  |  | 0000000000 |  |  |  | EN |  |  | ASEQ |  | X |  | 00:00:00 | [11 empty] | 2003 |  | 2003 | MOTOR | 1831010 |  |  | 10001716 |  | ACTV | 2018-08-14 | DZIWULS2 | 2012-02-22 | PINTOM | 2018-08-14 | M | E_MOTOR
10001729 | EAST EDEN PUMP STATION | E-S-C03-X | 26743 | [8 empty] | IE000000000010001729 | Inactive/Scrap/Retired |  |  |  |  | 0000000000 |  |  |  | EN |  |  | DLFL INAC INST |  | X |  | 00:00:00 | [11 empty] | 2003 |  | 2003 | GENL | 1831010 |  |  |  |  | ACTV | 2013-03-07 | DZIWULS2 | 2012-02-22 | ZYNDAK | 2013-03-07 | M
10001746 | ELMA PUMP STATION | E-S-C03-X | 26760 | [8 empty] | IE000000000010001746 | Inactive/Scrap/Retired |  |  |  |  | 0000000000 |  |  |  | EN |  |  | DLFL INAC INST |  | X |  | 00:00:00 | [11 empty] | 2003 |  | 2003 |  | 1831010 |  |  |  |  | ACTV | 2013-03-07 | DZIWULS2 | 2012-02-22 | ZYNDAK | 2013-03-07 | M
10001762 | HAMPTONBROOK PUMP STATION | E-S-C03-X | 26777 | [8 empty] | IE000000000010001762 | Inactive/Scrap/Retired |  |  |  |  | 0000000000 |  |  |  | EN |  |  | DLFL INAC INST |  | X |  | 00:00:00 | [11 empty] | 2003 |  | 2003 |  | 1831010 |  |  |  |  | ACTV | 2013-03-07 | DZIWULS2 | 2012-02-22 | ZYNDAK | 2013-03-07 | M
10001773 | HAMBURG MASTER PLANT PUMP STATION | E-S-C03-X | 26788 | [8 empty] | IE000000000010001773 | Inactive/Scrap/Retired |  |  |  |  | 0000000000 |  |  |  | EN |  |  | DLFL INAC INST |  | X |  | 00:00:00 | [11 empty] | 2003 |  | 2003 |  | 1831010 |  |  |  |  | ACTV | 2013-03-08 | DZIWULS2 | 2012-02-22 | ZYNDAK | 2013-03-08 | M
10001802 | PUMP STATION | E-S-C03-X | 26810 | [8 empty] | IE000000000010001802 | Inactive/Scrap/Retired |  |  |  |  | 0000000000 |  |  |  | EN |  |  | DLFL INAC INST |  | X |  | 00:00:00 | [11 empty] | 2003 |  | 2003 |  | 1831010 |  |  |  |  | ACTV | 2013-03-08 | DZIWULS2 | 2012-02-22 | ZYNDAK | 2013-03-08 | M
10001807 | MARY DRIVE PUMP STATION | E-S-C03-X | 26820 | [8 empty] | IE000000000010001807 | Inactive/Scrap/Retired |  |  |  |  | 0000000000 |  |  |  | EN |  |  | DLFL INAC INST |  | X |  | 00:00:00 | [11 empty] | 2003 |  | 2003 | GENL | 1831010 |  |  |  |  | ACTV | 2013-03-08 | DZIWULS2 | 2012-02-22 | ZYNDAK | 2013-03-08 | M
10001811 | MILESTRIP ROAD PUMP STATION | E-S-C03-X | 26824 | [8 empty] | IE000000000010001811 | Inactive/Scrap/Retired |  |  |  |  | 0000000000 |  |  |  | EN |  |  | DLFL INAC INST |  | X |  | 00:00:00 | [11 empty] | 2003 |  | 2003 |  | 1831010 |  |  |  |  | ACTV | 2013-03-08 | DZIWULS2 | 2012-02-22 | ZYNDAK | 2013-03-08 | M
10001822 | MOUNT VERNON 1 PUMP STATION | E-S-C03-X | 26833 | [8 empty] | IE000000000010001822 | Inactive/Scrap/Retired |  |  |  |  | 0000000000 |  |  |  | EN |  |  | DLFL INAC INST |  | X |  | 00:00:00 | [11 empty] | 2003 |  | 2003 |  | 1831010 |  |  |  |  | ACTV | 2013-03-08 | DZIWULS2 | 2012-02-22 | ZYNDAK | 2013-03-08 | M
10001823 | PUMP, SEAL WATER | E-S-C03-X | [9 empty] | IE000000000010001823 | Inactive/Scrap/Retired |  |  |  |  | 0000000000 |  |  |  | EN |  |  | DLFL INAC INST |  | X |  | 00:00:00 | [11 empty] | 2003 |  | 2003 |  | 1831010 |  |  |  |  | ACTV | 2014-05-01 | DZIWULS2 | 2012-02-22 | PINTOM | 2014-05-01 | M
10001824 | MOTOR, SEAL WATER PUMP | E-S-C03-X | 26834M | [8 empty] | IE000000000010001824 | Inactive/Scrap/Retired |  |  |  |  | 0000000000 |  |  |  | EN |  |  | INST |  | X |  | 00:00:00 | [11 empty] | 2003 |  | 2003 | GENL | 1831010 |  |  |  |  | ACTV | 2016-01-12 | DZIWULS2 | 2012-02-22 | KAMINSKK | 2016-01-12 | M | E_MOTOR
10001848 | MOUNT VERNON 2 PUMP STATION | E-S-C03-X | 26852 | [8 empty] | IE000000000010001848 | Inactive/Scrap/Retired |  |  |  |  | 0000000000 |  |  |  | EN |  |  | DLFL INAC INST |  | X |  | 00:00:00 | [11 empty] | 2003 |  | 2003 |  | 1831010 |  |  |  |  | ACTV | 2013-03-08 | DZIWULS2 | 2012-02-22 | ZYNDAK | 2013-03-08 | M
10001867 | ROGERS ROAD PUMP STATION | E-S-C03-X | 26869 | [8 empty] | IE000000000010001867 | Inactive/Scrap/Retired |  |  |  |  | 0000000000 |  |  |  | EN |  |  | DLFL INAC INST |  | X |  | 00:00:00 | [11 empty] | 2003 |  | 2003 |  | 1831010 |  |  |  |  | ACTV | 2013-03-08 | DZIWULS2 | 2012-02-22 | ZYNDAK | 2013-03-08 | M
10001900 | SOUTHWESTERN PUMP STATION | E-S-C03-X | 26890 | [8 empty] | IE000000000010001900 | Inactive/Scrap/Retired |  |  |  |  | 0000000000 |  |  |  | EN |  |  | DLFL INAC INST |  | X |  | 00:00:00 | [11 empty] | 2003 |  | 2003 |  | 1831010 |  |  |  |  | ACTV | 2013-03-08 | DZIWULS2 | 2012-02-22 | ZYNDAK | 2013-03-08 | M
10001909 | WANAKAH PUMP STATION | E-S-C03-X | 26900 | [8 empty] | IE000000000010001909 | Inactive/Scrap/Retired |  |  |  |  | 0000000000 |  |  |  | EN |  |  | DLFL INAC INST |  | X |  | 00:00:00 | [11 empty] | 2003 |  | 2003 |  | 1831010 |  |  |  |  | ACTV | 2013-03-08 | DZIWULS2 | 2012-02-22 | ZYNDAK | 2013-03-08 | M
10001926 | WATER VALLEY PUMP STATION | E-S-C03-X | 26920 | [8 empty] | IE000000000010001926 | Inactive/Scrap/Retired |  |  |  |  | 0000000000 |  |  |  | EN |  |  | DLFL INAC INST |  | X |  | 00:00:00 | [11 empty] | 2003 |  | 2003 |  | 1831010 |  |  |  |  | ACTV | 2013-03-08 | DZIWULS2 | 2012-02-22 | ZYNDAK | 2013-03-08 | M
10001966 | MOTOR, SAMPLE PUMP E2 | E-S-C03-X | 27005M | [8 empty] | IE000000000010001966 | Inactive/Scrap/Retired |  |  |  |  | 0000000000 |  |  |  | EN |  |  | INST |  | X |  | 00:00:00 | [11 empty] | 2003 |  | 2003 | MOTOR | 1831010 |  |  |  |  | ACTV | 2016-02-04 | DZIWULS2 | 2012-02-22 | CURRENTJ | 2016-02-04 | M | E_MOTOR
10002004 | PUMP, SUMP, 6A, CENTER TUNNEL | E-S-C03-X | 27022 | [8 empty] | IE000000000010002004 | Inactive/Scrap/Retired |  |  |  |  | 0000000000 |  |  |  | EN |  |  | INST |  | X |  | 00:00:00 | [7 empty] | WORTHINGTON | D1212 | Y677805V1 |  | 2003 |  | 2003 | PUMP | 1831010 |  |  |  |  | ACTV | 2014-10-20 | DZIWULS2 | 2012-02-22 | KAMINSKK | 2016-12-22 | M | E_PUMP
10002005 | MOTOR, SUMP PUMP 6A | E-S-C03-X | 27022M | [8 empty] | IE000000000010002005 | Inactive/Scrap/Retired |  |  |  |  | 0000000000 |  |  |  | EN |  |  | ASEQ |  | X |  | 00:00:00 | [11 empty] | 2003 |  | 2003 | MOTOR | 1831010 |  |  | 10002004 |  | ACTV | 2014-10-20 | DZIWULS2 | 2012-02-22 | PINTOM | 2014-10-20 | M | E_MOTOR
10002014 | PUMP, SUMP, 8A | E-S-C03-X | 27026 | [8 empty] | IE000000000010002014 | Inactive/Scrap/Retired |  |  |  |  | 0000000000 |  |  |  | EN |  |  | INST |  | X |  | 00:00:00 | [11 empty] | 2003 |  | 2003 | PUMP | 1831010 |  |  |  |  | ACTV | 2013-07-17 | DZIWULS2 | 2012-02-22 | CURRENTJ | 2014-05-01 | M
10002015 | MOTOR, SUMP PUMP 8A | E-S-C03-X | 27026M | [8 empty] | IE000000000010002015 | Inactive/Scrap/Retired |  |  |  |  | 0000000000 |  |  |  | EN |  |  | INST |  | X |  | 00:00:00 | [11 empty] | 2003 |  | 2003 | MOTOR | 1831010 |  |  |  |  | ACTV | 2013-07-17 | DZIWULS2 | 2012-02-22 | ZYNDAK | 2013-07-17 | M | E_MOTOR
10002016 | PUMP, SUMP, 8B | E-S-C03-X | [9 empty] | IE000000000010002016 | Inactive/Scrap/Retired |  |  |  |  | 0000000000 |  |  |  | EN |  |  | DLFL INAC INST |  | X |  | 00:00:00 | [7 empty] | WORTHINGTON | D1212 | Y677805II1 |  | 2003 |  | 2003 |  | 1831010 |  |  |  |  | ACTV | 2013-07-18 | DZIWULS2 | 2012-02-22 | ZYNDAK | 2013-07-18 | M
10002017 | MOTOR, SUMP PUMP 8B | E-S-C03-X | [9 empty] | IE000000000010002017 | Inactive/Scrap/Retired |  |  |  |  | 0000000000 |  |  |  | EN |  |  | INST |  | X |  | 00:00:00 | [11 empty] | 2003 |  | 2003 |  | 1831010 |  |  |  |  | ACTV | 2013-07-18 | DZIWULS2 | 2012-02-22 | ZYNDAK | 2013-07-18 | M
10002215 | PUMP, CHEMICAL, FERRIC | E-S-C03-X | 31476 | [8 empty] | IE000000000010002215 | Inactive/Scrap/Retired |  |  |  |  | 0000000000 |  |  |  | EN |  |  | INST |  | X |  | 00:00:00 | [8 empty] | W&T |  |  | 2003 |  | 2003 | GENL | 1831010 |  |  |  |  | ACTV | 2016-12-22 | DZIWULS2 | 2012-02-22 | KAMINSKK | 2016-12-22 | M | E_PUMP
10002216 | MOTOR, PUMP, FERRIC | E-S-C03-X | 31476M | [8 empty] | IE000000000010002216 | Inactive/Scrap/Retired |  |  |  |  | 0000000000 |  |  |  | EN |  |  | ASEQ |  | X |  | 00:00:00 | [11 empty] | 2003 |  | 2003 | GENL | 1831010 |  |  | 10002215 |  | ACTV | 2016-12-22 | DZIWULS2 | 2012-02-22 | KAMINSKK | 2016-12-22 | M | E_MOTOR
10002317 | PUMP 3, EQUALIZATION | E-S-C03-X | 42130 | [8 empty] | IE000000000010002317 | Inactive/Scrap/Retired |  |  |  |  | 0000000000 |  |  |  | EN |  |  | INAC INST |  | X |  | 00:00:00 | [11 empty] | 2003 |  | 2003 | PUMP | 1831010 |  |  |  |  | ACTV | 2018-04-17 | DZIWULS2 | 2012-02-22 | PINTOM | 2018-04-17 | M | E_PUMP
10002741 | PUMP 1, PRIMARY SLUDGE | E-S-C03-X | 50100 | [8 empty] | IE000000000010002741 | Inactive/Scrap/Retired |  |  |  |  | 0000000000 |  |  |  | EN |  |  | INST |  | X |  | 00:00:00 | [7 empty] | WASTECORP | PE111W | 681540 |  | 2003 |  | 2003 | PUMP | 1831010 |  |  |  |  | ACTV | 2017-10-03 | DZIWULS2 | 2012-02-22 | CURRENTJ | 2017-10-03 | M | E_PUMP
10002746 | PUMP 1, SECONDARY SLUDGE | E-S-C03-X | 50300 | [8 empty] | IE000000000010002746 | Inactive/Scrap/Retired |  |  |  |  | 0000000000 |  |  |  | EN |  |  | INST |  | X |  | 00:00:00 | [7 empty] | AURORA | 651SF | 83-04284-2 |  | 2003 |  | 2003 | PUMP | 1831010 |  |  |  |  | ACTV | 2017-10-03 | DZIWULS2 | 2012-02-22 | CURRENTJ | 2017-10-03 | M | E_PUMP
10002748 | PUMP 2, SECONDARY SLUDGE | E-S-C03-X | 50400 | [8 empty] | IE000000000010002748 | Inactive/Scrap/Retired |  |  |  |  | 0000000000 |  |  |  | EN |  |  | INST |  | X |  | 00:00:00 | [7 empty] | AURORA | 651 | 83-04284-1 |  | 2003 |  | 2003 | PUMP | 1831010 |  |  |  |  | ACTV | 2017-10-03 | DZIWULS2 | 2012-02-22 | CURRENTJ | 2017-10-03 | M | E_PUMP
10002767 | PUMP, PLUNGER, ODOR | E-S-C03-X | 53100 | [8 empty] | IE000000000010002767 | Inactive/Scrap/Retired |  |  |  |  | 0000000000 |  |  |  | EN |  |  | INAC INST |  | X |  | 00:00:00 | [7 empty] | DAYTON | 1MCZ2 |  |  | 2003 |  | 2003 | PUMP | 1831010 |  |  |  |  | ACTV | 2015-09-08 | DZIWULS2 | 2012-02-22 | CURRENTJ | 2015-09-08 | M | E_PUMP
10002953 | CONTACTOR, START, PUMP | E-S-C03-X | 57500 | [8 empty] | IE000000000010002953 | Inactive/Scrap/Retired |  |  |  |  | 0000000000 |  |  |  | EN |  |  | INST |  | X |  | 00:00:00 | [11 empty] | 2003 |  | 2003 | ELECTRIC | 1831010 |  |  |  |  | ACTV | 2013-07-16 | DZIWULS2 | 2012-02-22 | CURRENTJ | 2013-07-16 | M | E_ELECTRIC
10002955 | CHARLOTTE AVE PUMP STATION | E-S-C03-X | 57510 | [8 empty] | IE000000000010002955 | Inactive/Scrap/Retired |  |  |  |  | 0000000000 |  |  |  | EN |  |  | DLFL INAC INST |  | X |  | 00:00:00 | [9 empty] | 300 CHARLOTTE AVE, HAMBURG |  | 2003 |  | 2003 |  | 1831010 |  |  |  |  | ACTV | 2013-03-07 | DZIWULS2 | 2012-02-22 | ZYNDAK | 2013-03-07 | M
10002956 | PUMP 1 | E-S-C03-X | 57511 | [8 empty] | IE000000000010002956 | Inactive/Scrap/Retired |  |  |  |  | 0000000000 |  |  |  | EN |  |  | INST |  | X |  | 00:00:00 | [11 empty] | 2003 |  | 2003 | PUMP | 1831010 |  |  |  |  | ACTV | 2013-07-16 | DZIWULS2 | 2012-02-22 | CURRENTJ | 2014-05-01 | M
10002957 | MOTOR, PUMP 1 | E-S-C03-X | 57511M | [8 empty] | IE000000000010002957 | Inactive/Scrap/Retired |  |  |  |  | 0000000000 |  |  |  | EN |  |  | ASEQ |  | X |  | 00:00:00 | [11 empty] | 2003 |  | 2003 | MOTOR | 1831010 |  |  | 10002956 |  | ACTV | 2013-07-16 | DZIWULS2 | 2012-02-22 | CURRENTJ | 2013-07-16 | M | E_MOTOR
10002958 | PUMP 2 | E-S-C03-X | 57512 | [8 empty] | IE000000000010002958 | Inactive/Scrap/Retired |  |  |  |  | 0000000000 |  |  |  | EN |  |  | INST |  | X |  | 00:00:00 | [11 empty] | 2003 |  | 2003 | PUMP | 1831010 |  |  |  |  | ACTV | 2013-07-16 | DZIWULS2 | 2012-02-22 | CURRENTJ | 2014-05-01 | M
10002959 | MOTOR, PUMP 2 | E-S-C03-X | 57512M | [8 empty] | IE000000000010002959 | Inactive/Scrap/Retired |  |  |  |  | 0000000000 |  |  |  | EN |  |  | ASEQ |  | X |  | 00:00:00 | [11 empty] | 2003 |  | 2003 | MOTOR | 1831010 |  |  | 10002958 |  | ACTV | 2013-07-16 | DZIWULS2 | 2012-02-22 | CURRENTJ | 2013-07-16 | M | E_MOTOR
10002962 | PUMP, PUMP AROUND | E-S-C03-X | [9 empty] | IE000000000010002962 | Inactive/Scrap/Retired |  |  |  |  | 0000000000 |  |  |  | EN |  |  | DLFL INAC INST |  | X |  | 00:00:00 | [11 empty] | 2003 |  | 2003 | PUMP | 1831010 |  |  |  |  | ACTV | 2012-09-05 | DZIWULS2 | 2012-02-22 | ZYNDAK | 2013-03-06 | M
10002964 | PLC, PUMP | E-S-C03-X | 57517 | [8 empty] | IE000000000010002964 | Inactive/Scrap/Retired |  |  |  |  | 0000000000 |  |  |  | EN |  |  | INST |  | X |  | 00:00:00 | [8 empty] | MPC JUNIOR |  |  | 2003 |  | 2003 | CONTROL | 1831010 |  |  |  |  | ACTV | 2013-07-16 | DZIWULS2 | 2012-02-22 | CURRENTJ | 2013-07-16 | M | E_CONTROL
10002967 | MCKINLEY PARKWAY PUMP STATION | E-S-C03-X | 57520 | [8 empty] | IE000000000010002967 | Inactive/Scrap/Retired |  |  |  |  | 0000000000 |  |  |  | EN |  |  | DLFL INAC INST |  | X |  | 00:00:00 | [9 empty] | 5750 MCKINLEY PARKWAY, HAMBURG |  | 2003 |  | 2003 |  | 1831010 |  |  |  |  | ACTV | 2013-03-08 | DZIWULS2 | 2012-02-22 | ZYNDAK | 2013-03-08 | M
10002970 | PUMP 1, SUBMERSIBLE | E-S-C03-X | 57523 | [8 empty] | IE000000000010002970 | Inactive/Scrap/Retired |  |  |  |  | 0000000000 |  |  |  | EN |  |  | INST |  | X |  | 00:00:00 | [11 empty] | 2003 |  | 2003 | PUMP | 1831010 |  |  |  |  | ACTV | 2013-07-16 | DZIWULS2 | 2012-02-22 | CURRENTJ | 2014-05-01 | M
10002971 | PUMP 2, SUBMERSIBLE | E-S-C03-X | 57524 | [8 empty] | IE000000000010002971 | Inactive/Scrap/Retired |  |  |  |  | 0000000000 |  |  |  | EN |  |  | INST |  | X |  | 00:00:00 | [11 empty] | 2003 |  | 2003 | PUMP | 1831010 |  |  |  |  | ACTV | 2013-07-16 | DZIWULS2 | 2012-02-22 | CURRENTJ | 2014-05-01 | M
10002972 | PUMP, SUMP | E-S-C03-X | 57525 | [8 empty] | IE000000000010002972 | Inactive/Scrap/Retired |  |  |  |  | 0000000000 |  |  |  | EN |  |  | INST |  | X |  | 00:00:00 | [11 empty] | 2003 |  | 2003 | PUMP | 1831010 |  |  |  |  | ACTV | 2013-07-16 | DZIWULS2 | 2012-02-22 | CURRENTJ | 2014-05-01 | M
10002974 | SHERBURN DRIVE PUMP STATION | E-S-C03-X | 57530 | [8 empty] | IE000000000010002974 | Inactive/Scrap/Retired |  |  |  |  | 0000000000 |  |  |  | EN |  |  | DLFL INAC INST |  | X |  | 00:00:00 | [9 empty] | 15 SHERBURN DRIVE, HAMBURG |  | 2003 |  | 2003 |  | 1831010 |  |  |  |  | ACTV | 2013-03-08 | DZIWULS2 | 2012-02-22 | ZYNDAK | 2013-03-08 | M
10002975 | PUMP, GAS, BYPASS | E-S-C03-X | 57531 | [8 empty] | IE000000000010002975 | Inactive/Scrap/Retired |  |  |  |  | 0000000000 |  |  |  | EN |  |  | INST |  | X |  | 00:00:00 | [11 empty] | 2003 |  | 2003 | PUMP | 1831010 |  |  |  |  | ACTV | 2013-07-16 | DZIWULS2 | 2012-02-22 | CURRENTJ | 2014-05-01 | M
10002976 | PUMP 1 | E-S-C03-X | 57532 | [8 empty] | IE000000000010002976 | Inactive/Scrap/Retired |  |  |  |  | 0000000000 |  |  |  | EN |  |  | INST |  | X |  | 00:00:00 | [11 empty] | 2003 |  | 2003 | PUMP | 1831010 |  |  |  |  | ACTV | 2013-07-16 | DZIWULS2 | 2012-02-22 | CURRENTJ | 2014-05-01 | M
10002977 | MOTOR, PUMP 1 | E-S-C03-X | 57532M | [8 empty] | IE000000000010002977 | Inactive/Scrap/Retired |  |  |  |  | 0000000000 |  |  |  | EN |  |  | ASEQ |  | X |  | 00:00:00 | [11 empty] | 2003 |  | 2003 | MOTOR | 1831010 |  |  | 10002976 |  | ACTV | 2013-07-16 | DZIWULS2 | 2012-02-22 | CURRENTJ | 2013-07-16 | M | E_MOTOR
10002978 | PUMP 2 | E-S-C03-X | 57533 | [8 empty] | IE000000000010002978 | Inactive/Scrap/Retired |  |  |  |  | 0000000000 |  |  |  | EN |  |  | INST |  | X |  | 00:00:00 | [11 empty] | 2003 |  | 2003 | PUMP | 1831010 |  |  |  |  | ACTV | 2013-07-16 | DZIWULS2 | 2012-02-22 | CURRENTJ | 2014-05-01 | M
10002979 | MOTOR, PUMP 2 | E-S-C03-X | 57533M | [8 empty] | IE000000000010002979 | Inactive/Scrap/Retired |  |  |  |  | 0000000000 |  |  |  | EN |  |  | ASEQ |  | X |  | 00:00:00 | [11 empty] | 2003 |  | 2003 | MOTOR | 1831010 |  |  | 10002978 |  | ACTV | 2013-07-16 | DZIWULS2 | 2012-02-22 | CURRENTJ | 2013-07-16 | M | E_MOTOR
10002980 | PUMP, SUMP | E-S-C03-X | 57535 | [8 empty] | IE000000000010002980 | Inactive/Scrap/Retired |  |  |  |  | 0000000000 |  |  |  | EN |  |  | INST |  | X |  | 00:00:00 | [11 empty] | 2003 |  | 2003 | PUMP | 1831010 |  |  |  |  | ACTV | 2013-07-16 | DZIWULS2 | 2012-02-22 | CURRENTJ | 2014-05-01 | M
10002987 | SOUTH BUFFALO PUMP STATION | E-S-C03-X | [9 empty] | IE000000000010002987 | Inactive/Scrap/Retired |  |  |  |  | 0000000000 |  |  |  | EN |  |  | DLFL INAC INST |  | X |  | 00:00:00 | [9 empty] | 67 S. BUFFALO ST, HAMBURG |  | 2003 |  | 2003 | BLDGGRD | 1831010 |  |  |  |  | ACTV | 2012-09-20 | DZIWULS2 | 2012-02-22 | ZYNDAK | 2013-03-06 | M
10002988 | PANEL, CONTROL, PUMP | E-S-C03-X | [9 empty] | IE000000000010002988 | Inactive/Scrap/Retired |  |  |  |  | 0000000000 |  |  |  | EN |  |  | DLFL INAC INST |  | X |  | 00:00:00 | [8 empty] | BUILT IN SHOP |  |  | 2003 |  | 2003 | CONTROL | 1831010 |  |  |  |  | ACTV | 2012-09-20 | DZIWULS2 | 2012-02-22 | ZYNDAK | 2013-03-06 | M
10002990 | ELECTRIC AVE. PUMP STATION | E-S-C03-X | 57550 | [8 empty] | IE000000000010002990 | Inactive/Scrap/Retired |  |  |  |  | 0000000000 |  |  |  | EN |  |  | DLFL INAC INST |  | X |  | 00:00:00 | [11 empty] | 2003 |  | 2003 | BLDGGRD | 1831010 |  |  |  |  | ACTV | 2013-03-07 | DZIWULS2 | 2012-02-22 | MACNEILK | 2013-03-12 | M
10003004 | HIGHLAND PUMP STATION | E-S-C03-X | 57560 | [8 empty] | IE000000000010003004 | Inactive/Scrap/Retired |  |  |  |  | 0000000000 |  |  |  | EN |  |  | DLFL INAC INST |  | X |  | 00:00:00 | [11 empty] | 2003 |  | 2003 |  | 1831010 |  |  |  |  | ACTV | 2013-03-07 | DZIWULS2 | 2012-02-22 | ZYNDAK | 2013-03-07 | M
10003015 | PANEL, CONTROL, PUMP | E-S-C03-X | 57568 | [8 empty] | IE000000000010003015 | Inactive/Scrap/Retired |  |  |  |  | 0000000000 |  |  |  | EN |  |  | DLFL INAC INST |  | X |  | 00:00:00 | [11 empty] | 2003 |  | 2003 |  | 1831010 |  |  |  |  | ACTV | 2013-03-07 | DZIWULS2 | 2012-02-22 | ZYNDAK | 2013-03-07 | M
10003017 | BIG TREE PUMP STATION | E-S-C03-X | 57570 | [8 empty] | IE000000000010003017 | Inactive/Scrap/Retired |  |  |  |  | 0000000000 |  |  |  | EN |  |  | DLFL INAC INST |  | X |  | 00:00:00 | [11 empty] | 2003 |  | 2003 |  | 1831010 |  |  |  |  | ACTV | 2013-03-06 | DZIWULS2 | 2012-02-22 | ZYNDAK | 2013-03-06 | M
10003030 | ENGEL ROAD PUMP STATION | E-S-C03-X | 57580 | [8 empty] | IE000000000010003030 | Inactive/Scrap/Retired |  |  |  |  | 0000000000 |  |  |  | EN |  |  | DLFL INAC INST |  | X |  | 00:00:00 | [11 empty] | 2003 |  | 2003 |  | 1831010 |  |  |  |  | ACTV | 2013-03-07 | DZIWULS2 | 2012-02-22 | ZYNDAK | 2013-03-07 | M
10003041 | PUMP 1 | E-S-C03-X | [9 empty] | IE000000000010003041 | Inactive/Scrap/Retired |  |  |  |  | 0000000000 |  |  |  | EN |  |  | DLFL INAC INST |  | X |  | 00:00:00 | [7 empty] | GORMAN-RUPP | T3A3B | 695190 |  | 2003 |  | 2003 | PUMP | 1831010 |  |  |  |  | ACTV | 2012-09-20 | DZIWULS2 | 2012-02-22 | MACNEILK | 2013-03-12 | M
10003042 | PUMP 2 | E-S-C03-X | [9 empty] | IE000000000010003042 | Inactive/Scrap/Retired |  |  |  |  | 0000000000 |  |  |  | EN |  |  | DLFL INAC INST |  | X |  | 00:00:00 | [7 empty] | FAIR BANKS-MORSE |  | K3W1-070751-0 |  | 2003 |  | 2003 | PUMP | 1831010 |  |  |  |  | ACTV | 2012-09-20 | DZIWULS2 | 2012-02-22 | MACNEILK | 2013-03-12 | M
10003043 | COUNTRY WOODS PUMP STATION | E-S-C03-X | 57810 | [8 empty] | IE000000000010003043 | Inactive/Scrap/Retired |  |  |  |  | 0000000000 |  |  |  | EN |  |  | DLFL INAC INST |  | X |  | 00:00:00 | [11 empty] | 2003 |  | 2003 |  | 1831010 |  |  |  |  | ACTV | 2013-03-07 | DZIWULS2 | 2012-02-22 | ZYNDAK | 2013-03-07 | M
10003053 | PUMP STATION | E-S-C03-X | 57850 | [8 empty] | IE000000000010003053 | Inactive/Scrap/Retired |  |  |  |  | 0000000000 |  |  |  | EN |  |  | DLFL INAC INST |  | X |  | 00:00:00 | [11 empty] | 2003 |  | 2003 |  | 1831010 |  |  |  |  | ACTV | 2013-03-06 | DZIWULS2 | 2012-02-22 | ZYNDAK | 2013-03-06 | M
10003063 | ROBERTS (AMSDELL) PUMP STATION | E-S-C03-X | 57900 | [8 empty] | IE000000000010003063 | Inactive/Scrap/Retired | 14075 |  |  | NY | 0000000000 |  |  |  | EN |  | 5718 LAKESHORE RD | DLFL INAC INST |  | X |  | 00:00:00 | [11 empty] | 2003 |  | 2003 |  | 1831010 |  |  |  |  | ACTV | 2013-03-08 | DZIWULS2 | 2012-02-22 | ZYNDAK | 2013-03-08 | M
10004068 | BLASDELL PUMP STATION | E-S-C03-X | 70020 | [8 empty] | IE000000000010004068 | Inactive/Scrap/Retired |  |  |  |  | 0000000000 |  |  |  | EN |  |  | DLFL INAC INST |  | X |  | 00:00:00 | [11 empty] | 2003 |  | 2003 |  | 1831010 |  |  |  |  | ACTV | 2013-03-06 | DZIWULS2 | 2012-02-22 | ZYNDAK | 2013-03-06 | M
10004188 | COMMERCE WAY PUMP STATION | E-S-C03-X | 80110 | [8 empty] | IE000000000010004188 | Inactive/Scrap/Retired |  |  |  |  | 0000000000 |  |  |  | EN |  |  | DLFL INAC INST |  | X |  | 00:00:00 | [11 empty] | 2003 |  | 2003 |  | 1831010 |  |  |  |  | ACTV | 2013-03-13 | DZIWULS2 | 2012-02-22 | ZYNDAK | 2013-03-13 | M
10004197 | MAPLE AVE PUMP STATION | E-S-C03-X | 80120 | [8 empty] | IE000000000010004197 | Inactive/Scrap/Retired |  |  |  |  | 0000000000 |  |  |  | EN |  |  | DLFL INAC INST |  | X |  | 00:00:00 | [11 empty] | 2003 |  | 2003 |  | 1831010 |  |  |  |  | ACTV | 2013-03-13 | DZIWULS2 | 2012-02-22 | ZYNDAK | 2013-03-13 | M
10004202 | VILLAGE OF EAST AURORA DPW PUMP STATION | E-S-C03-X | 80130 | [8 empty] | IE000000000010004202 | Inactive/Scrap/Retired |  |  |  |  | 0000000000 |  |  |  | EN |  |  | DLFL INAC INST |  | X |  | 00:00:00 | [11 empty] | 2003 |  | 2003 |  | 1831010 |  |  |  |  | ACTV | 2013-03-13 | DZIWULS2 | 2012-02-22 | ZYNDAK | 2013-03-13 | M
10004206 | FIREMEN'S FIELD PUMP STATION | E-S-C03-X | 80140 | [8 empty] | IE000000000010004206 | Inactive/Scrap/Retired |  |  |  |  | 0000000000 |  |  |  | EN |  |  | DLFL INAC INST |  | X |  | 00:00:00 | [11 empty] | 2003 |  | 2003 |  | 1831010 |  |  |  |  | ACTV | 2013-03-13 | DZIWULS2 | 2012-02-22 | ZYNDAK | 2013-03-13 | M
10004208 | BROOKLEA PUMP STATION | E-S-C03-X | 80150 | [8 empty] | IE000000000010004208 | Inactive/Scrap/Retired |  |  |  |  | 0000000000 |  |  |  | EN |  |  | DLFL INAC INST |  | X |  | 00:00:00 | [11 empty] | 2003 |  | 2003 |  | 1831010 |  |  |  |  | ACTV | 2013-03-13 | DZIWULS2 | 2012-02-22 | ZYNDAK | 2013-03-13 | M
10004209 | CREEKSIDE PARK PUMP STATION | E-S-C03-X | 80160 | [8 empty] | IE000000000010004209 | Inactive/Scrap/Retired |  |  |  |  | 0000000000 |  |  |  | EN |  |  | DLFL INAC INST |  | X |  | 00:00:00 | [11 empty] | 2003 |  | 2003 |  | 1831010 |  |  |  |  | ACTV | 2013-03-13 | DZIWULS2 | 2012-02-22 | ZYNDAK | 2013-03-13 | M
10004212 | PUMP | E-S-C03-X | 80163 | [8 empty] | IE000000000010004212 | Inactive/Scrap/Retired |  |  |  |  | 0000000000 |  |  |  | EN |  |  | INAC INST |  | X |  | 00:00:00 | [7 empty] | GOULD |  |  |  | 2003 |  | 2003 | PUMP | 1831010 |  |  |  |  | ACTV | 2017-01-03 | DZIWULS2 | 2012-02-22 | PINTOM | 2017-01-03 | M | E_PUMP
10004213 | CENTER RIDGE PUMP STATION | E-S-C03-X | 80170 | [8 empty] | IE000000000010004213 | Inactive/Scrap/Retired |  |  |  |  | 0000000000 |  |  |  | EN |  |  | DLFL INAC INST |  | X |  | 00:00:00 | [11 empty] | 2003 |  | 2003 |  | 1831010 |  |  |  |  | ACTV | 2013-03-13 | DZIWULS2 | 2012-02-22 | ZYNDAK | 2013-03-13 | M
10004221 | BEECH ROAD PUMP STATION | E-S-C03-X | 80180 | [8 empty] | IE000000000010004221 | Inactive/Scrap/Retired |  |  |  |  | 0000000000 |  |  |  | EN |  |  | DLFL INAC INST |  | X |  | 00:00:00 | [11 empty] | 2003 |  | 2003 |  | 1831010 |  |  |  |  | ACTV | 2013-03-13 | DZIWULS2 | 2012-02-22 | ZYNDAK | 2013-03-13 | M
10004227 | CASTLE HILL PUMP STATION | E-S-C03-X | 80190 | [8 empty] | IE000000000010004227 | Inactive/Scrap/Retired |  |  |  |  | 0000000000 |  |  |  | EN |  |  | DLFL INAC INST |  | X |  | 00:00:00 | [11 empty] | 2003 |  | 2003 |  | 1831010 |  |  |  |  | ACTV | 2013-03-13 | DZIWULS2 | 2012-02-22 | ZYNDAK | 2013-03-13 | M
10004231 | PANEL, CONTROL, PUMP | E-S-C03-X | 80194 | [8 empty] | IE000000000010004231 | Inactive/Scrap/Retired |  |  |  |  | 0000000000 |  |  |  | EN |  |  | INAC INST |  | X |  | 00:00:00 | [11 empty] | 2003 |  | 2003 | CONTROL | 1831010 |  |  |  |  | ACTV | 2018-08-07 | DZIWULS2 | 2012-02-22 | PINTOM | 2018-08-07 | M | E_CONTROL
10004235 | MILL ST. PUMP STATION | E-S-C03-X | 80200 | [8 empty] | IE000000000010004235 | Inactive/Scrap/Retired |  |  |  |  | 0000000000 |  |  |  | EN |  |  | DLFL INAC INST |  | X |  | 00:00:00 | [11 empty] | 2003 |  | 2003 |  | 1831010 |  |  |  |  | ACTV | 2013-03-13 | DZIWULS2 | 2012-02-22 | ZYNDAK | 2013-03-13 | M
10004367 | PANEL, CONTROL, PUMP | E-S-C03-X | SAP000037 | [8 empty] | IE000000000010004367 | Inactive/Scrap/Retired |  |  |  |  | 0000000000 |  |  |  | EN |  |  | DLFL INAC INST |  | X |  | 00:00:00 | [7 empty] | CONTROL WORKS |  | 100879 |  | 2003 |  | 2003 |  | 1831010 |  |  |  |  | ACTV | 2013-03-13 | DZIWULS2 | 2012-02-22 | ZYNDAK | 2013-03-13 | M
10004722 | PUMP, EFFLUENT, RECYCLE | E-S-C03-X | SAP000392 | [8 empty] | IE000000000010004722 | Inactive/Scrap/Retired |  |  |  |  | 0000000000 |  |  |  | EN |  |  | DLFL INAC INST |  | X |  | 00:00:00 | [7 empty] | WESTINGHOUSE |  |  |  | 2003 |  | 2003 | GENL | 1831010 |  |  |  |  | ACTV | 2013-03-06 | DZIWULS2 | 2012-02-22 | ZYNDAK | 2013-03-06 | M
10004747 | MOTOR, CARRIER PUMP 2 | E-S-C03-X | SAP000417 | [8 empty] | IE000000000010004747 | Inactive/Scrap/Retired |  |  |  |  | 0000000000 |  |  |  | EN |  |  | INST |  | X |  | 00:00:00 | [7 empty] | DAYTON | 5N304A | J0-AT67A-M |  | 2003 |  | 2003 | GENL | 1831010 |  |  |  |  | ACTV | 2014-06-18 | DZIWULS2 | 2012-02-22 | KAMINSKK | 2014-06-18 | M | E_MOTOR
10004748 | MOTOR, HYPO CARRIER WATER PUMP 1 | E-S-C03-X | SAP000418 | [8 empty] | IE000000000010004748 | Inactive/Scrap/Retired |  |  |  |  | 0000000000 |  |  |  | EN |  |  | INST |  | X |  | 00:00:00 | [7 empty] | MARATHON ELECTRIC | MVM145TTDR |  |  | 2003 |  | 2003 | GENL | 1831010 |  |  |  |  | ACTV | 2014-06-18 | DZIWULS2 | 2012-02-22 | KAMINSKK | 2014-06-18 | M | E_MOTOR
10004749 | MOTOR, RECIRC PUMP 4 | E-S-C03-X | SAP000419 | [8 empty] | IE000000000010004749 | Inactive/Scrap/Retired |  |  |  |  | 0000000000 |  |  |  | EN |  |  | DLFL INAC INST |  | X |  | 00:00:00 | [7 empty] | GENERAL ELECTRIC | 5K256FP7022P |  |  | 2003 |  | 2003 |  | 1831010 |  |  |  |  | ACTV | 2013-03-06 | DZIWULS2 | 2012-02-22 | ZYNDAK | 2013-03-06 | M
10004753 | MOTOR, RECIRC PUMP 3 | E-S-C03-X | SAP000423 | [8 empty] | IE000000000010004753 | Inactive/Scrap/Retired |  |  |  |  | 0000000000 |  |  |  | EN |  |  | DLFL INAC INST |  | X |  | 00:00:00 | [7 empty] | GENERAL ELECTRIC | 5K256FP7022P |  |  | 2003 |  | 2003 | GENL | 1831010 |  |  |  |  | ACTV | 2013-03-06 | DZIWULS2 | 2012-02-22 | MACNEILK | 2013-03-12 | M
10004754 | MOTOR, RECIRC PUMP 2 | E-S-C03-X | SAP000424 | [8 empty] | IE000000000010004754 | Inactive/Scrap/Retired |  |  |  |  | 0000000000 |  |  |  | EN |  |  | DLFL INAC INST |  | X |  | 00:00:00 | [7 empty] | GENERAL ELECTRIC | 5K215FP7014T |  |  | 2003 |  | 2003 | GENL | 1831010 |  |  |  |  | ACTV | 2013-03-06 | DZIWULS2 | 2012-02-22 | ZYNDAK | 2013-03-06 | M
10004755 | MOTOR, RECIRC PUMP 1 | E-S-C03-X | SAP000425 | [8 empty] | IE000000000010004755 | Inactive/Scrap/Retired |  |  |  |  | 0000000000 |  |  |  | EN |  |  | DLFL INAC INST |  | X |  | 00:00:00 | [7 empty] | GENERAL ELECTRIC | 5K215PP7014P | EM194109 |  | 2003 |  | 2003 | GENL | 1831010 |  |  |  |  | ACTV | 2013-03-06 | DZIWULS2 | 2012-02-22 | ZYNDAK | 2013-03-06 | M
10004777 | SOFT STARTER , PUMP 2 - BVP | E-S-C03-X | SAP000447 | [8 empty] | IE000000000010004777 | Inactive/Scrap/Retired |  |  |  |  | 0000000000 |  |  |  | EN |  |  | INST |  | X |  | 00:00:00 | [7 empty] | BENSHAW | RS6UL-40-4-12-34A8-3 | 200103 |  | 2003 |  | 2003 | CONTROL | 1831010 |  |  |  |  | ACTV | 2018-08-14 | DZIWULS2 | 2012-02-22 | PINTOM | 2018-08-14 | M | E_CONTROL
10004784 | VFD PUMP 4 | E-S-C03-X | SAP000454 | [8 empty] | IE000000000010004784 | Inactive/Scrap/Retired |  |  |  |  | 0000000000 |  |  |  | EN |  |  | INST |  | X |  | 00:00:00 | [7 empty] | FLOMATCHER | BT2413 |  |  | 2003 |  | 2003 | VFD | 1831010 |  |  |  |  | ACTV | 2018-08-14 | DZIWULS2 | 2012-02-22 | PINTOM | 2018-08-14 | M | E_VFD
10004785 | HEAT EXCHANGER, PUMP 1, VFD, SUMMER | E-S-C03-X | SAP000455 | [8 empty] | IE000000000010004785 | Inactive/Scrap/Retired |  |  |  |  | 0000000000 |  |  |  | EN |  |  | DLFL INAC INST |  | X |  | 00:00:00 | [7 empty] | N/A | UHH-068B-J-M | 4 MB41954 00 |  | 2003 |  | 2003 |  | 1831010 |  |  |  |  | ACTV | 2013-05-02 | DZIWULS2 | 2012-02-22 | ZYNDAK | 2013-05-02 | M
10004786 | HEAT EXCHANGER, PUMP 4, VFD, WINTER | E-S-C03-X | SAP000456 | [8 empty] | IE000000000010004786 | Inactive/Scrap/Retired |  |  |  |  | 0000000000 |  |  |  | EN |  |  | DLFL INAC INST |  | X |  | 00:00:00 | [7 empty] | N/A | UHH-068B-J-M | 4 MB 41955 00 |  | 2003 |  | 2003 |  | 1831010 |  |  |  |  | ACTV | 2013-05-02 | DZIWULS2 | 2012-02-22 | ZYNDAK | 2013-05-02 | M
10004787 | MOTOR, PUMP 4 | E-S-C03-X | SAP000457 | [8 empty] | IE000000000010004787 | Inactive/Scrap/Retired |  |  |  |  | 0000000000 |  |  |  | EN |  |  | DLFL INAC INST |  | X |  | 00:00:00 | [7 empty] | LEROY-SOMER |  | 17106/1 |  | 2003 |  | 2003 | GENL | 1831010 |  |  |  |  | ACTV | 2013-03-07 | DZIWULS2 | 2012-02-22 | ZYNDAK | 2013-03-07 | M
10004788 | MOTOR, PUMP 1 | E-S-C03-X | 26722M | [8 empty] | IE000000000010004788 | Inactive/Scrap/Retired |  |  |  |  | 0000000000 |  |  |  | EN |  |  | DLFL INAC INST |  | X |  | 00:00:00 | [7 empty] | LEROY-SOMER |  | 17106/2 |  | 2003 |  | 2003 |  | 1831010 |  |  |  |  | ACTV | 2013-03-07 | DZIWULS2 | 2012-02-22 | MACNEILK | 2013-03-12 | M
10004789 | MOTOR, PUMP 2 | E-S-C03-X | SAP000459 | [8 empty] | IE000000000010004789 | Inactive/Scrap/Retired |  |  |  |  | 0000000000 |  |  |  | EN |  |  | DLFL INAC INST |  | X |  | 00:00:00 | [7 empty] | MARATHON ELECTRIC | ME 326TTFS732AA W |  |  | 2003 |  | 2003 | GENL | 1831010 |  |  |  |  | ACTV | 2013-03-07 | DZIWULS2 | 2012-02-22 | ZYNDAK | 2013-03-07 | M
10004790 | MOTOR, PUMP 3 | E-S-C03-X | SAP000460 | [8 empty] | IE000000000010004790 | Inactive/Scrap/Retired |  |  |  |  | 0000000000 |  |  |  | EN |  |  | DLFL INAC INST |  | X |  | 00:00:00 | [7 empty] | MARATHON ELEC | ME 125TUS7332AA |  |  | 2003 |  | 2003 | GENL | 1831010 |  |  |  |  | ACTV | 2013-03-07 | DZIWULS2 | 2012-02-22 | ZYNDAK | 2013-03-07 | M
10004791 | PUMP, SUMP, DRY WELL | E-S-C03-X | SAP000461 | [8 empty] | IE000000000010004791 | Inactive/Scrap/Retired |  |  |  |  | 0000000000 |  |  |  | EN |  |  | DLFL INAC INST |  | X |  | 00:00:00 | [7 empty] | HYDROMATIC | B-A1 |  |  | 2003 |  | 2003 |  | 1831010 |  |  |  |  | ACTV | 2013-03-07 | DZIWULS2 | 2012-02-22 | ZYNDAK | 2013-03-07 | M
10004836 | PANEL, CONTROL, PUMP | E-S-C03-X | SAP000506 | [8 empty] | IE000000000010004836 | Inactive/Scrap/Retired |  |  |  |  | 0000000000 |  |  |  | EN |  |  | DLFL INAC INST |  | X |  | 00:00:00 | [7 empty] | EG PUMPCOTROLS | 239580 |  |  | 2003 |  | 2003 |  | 1831010 |  |  |  |  | ACTV | 2013-03-06 | DZIWULS2 | 2012-02-22 | ZYNDAK | 2013-03-06 | M
10004845 | PANEL, CONTROL, PUMP | E-S-C03-X | SAP000515 | [8 empty] | IE000000000010004845 | Inactive/Scrap/Retired |  |  |  |  | 0000000000 |  |  |  | EN |  |  | DLFL INAC INST |  | X |  | 00:00:00 | [7 empty] | ELECTRIC SPECIALTY |  |  |  | 2003 |  | 2003 | CONTROL | 1831010 |  |  |  |  | ACTV | 2013-03-13 | DZIWULS2 | 2012-02-22 | ZYNDAK | 2013-03-13 | M
10004868 | PANEL, CONTROL, PUMP | E-S-C03-X | SAP000538 | [8 empty] | IE000000000010004868 | Inactive/Scrap/Retired |  |  |  |  | 0000000000 |  |  |  | EN |  |  | DLFL INAC INST |  | X |  | 00:00:00 | [7 empty] | ELECTRIC SPECIALTY |  |  |  | 2003 |  | 2003 |  | 1831010 |  |  |  |  | ACTV | 2013-03-13 | DZIWULS2 | 2012-02-22 | ZYNDAK | 2013-03-13 | M
10004873 | CONTROLLER, PUMP | E-S-C03-X | SAP000543 | [8 empty] | IE000000000010004873 | Inactive/Scrap/Retired |  |  |  |  | 0000000000 |  |  |  | EN |  |  | DLFL INAC INST |  | X |  | 00:00:00 | [7 empty] | MERCOID | MPC JUNIOR |  |  | 2003 |  | 2003 |  | 1831010 |  |  |  |  | ACTV | 2013-03-07 | DZIWULS2 | 2012-02-22 | ZYNDAK | 2013-03-07 | M
10004874 | SOFT STARTER, PUMP | E-S-C03-X | SAP000544 | [8 empty] | IE000000000010004874 | Inactive/Scrap/Retired |  |  |  |  | 0000000000 |  |  |  | EN |  |  | INST |  | X |  | 00:00:00 | [11 empty] | 2003 |  | 2003 | CONTROL | 1831010 |  |  |  |  | ACTV | 2013-07-16 | DZIWULS2 | 2012-02-22 | CURRENTJ | 2013-07-16 | M | E_CONTROL
10004879 | ENGINE, GAS, PUMP | E-S-C03-X | SAP000549 | [8 empty] | IE000000000010004879 | Inactive/Scrap/Retired |  |  |  |  | 0000000000 |  |  |  | EN |  |  | INST |  | X |  | 00:00:00 | [7 empty] | WISCONSIN |  | 691968 |  | 2003 |  | 2003 | ENGINE | 1831010 |  |  |  |  | ACTV | 2013-07-16 | DZIWULS2 | 2012-02-22 | CURRENTJ | 2013-07-16 | M | E_ENGINE
10004901 | MOTOR, PUMP 1 | E-S-C03-X | SAP000571 | [8 empty] | IE000000000010004901 | Inactive/Scrap/Retired |  |  |  |  | 0000000000 |  |  |  | EN |  |  | DLFL INAC INST |  | X |  | 00:00:00 | [7 empty] | SMITH LOVELESS |  | 914733A-1 |  | 2003 |  | 2003 |  | 1831010 |  |  |  |  | ACTV | 2013-03-13 | DZIWULS2 | 2012-02-22 | ZYNDAK | 2013-03-13 | M
10004903 | PUMP 2, AIR | E-S-C03-X | SAP000573 | [8 empty] | IE000000000010004903 | Inactive/Scrap/Retired |  |  |  |  | 0000000000 |  |  |  | EN |  |  | DLFL INAC INST |  | X |  | 00:00:00 | [7 empty] | SMITH AND LOVELESS |  | 106 |  | 2003 |  | 2003 |  | 1831010 |  |  |  |  | ACTV | 2013-03-13 | DZIWULS2 | 2012-02-22 | ZYNDAK | 2013-03-13 | M
10004904 | PUMP 1, AIR | E-S-C03-X | SAP000574 | [8 empty] | IE000000000010004904 | Inactive/Scrap/Retired |  |  |  |  | 0000000000 |  |  |  | EN |  |  | DLFL INAC INST |  | X |  | 00:00:00 | [7 empty] | SMITH AND LOVELESS |  | 122 |  | 2003 |  | 2003 |  | 1831010 |  |  |  |  | ACTV | 2013-03-13 | DZIWULS2 | 2012-02-22 | ZYNDAK | 2013-03-13 | M
10004905 | PANEL, CONTROL, PUMP | E-S-C03-X | SAP000575 | [8 empty] | IE000000000010004905 | Inactive/Scrap/Retired |  |  |  |  | 0000000000 |  |  |  | EN |  |  | DLFL INAC INST |  | X |  | 00:00:00 | [7 empty] | US FILTER | 04350J-1 |  |  | 2003 |  | 2003 | GENL | 1831010 |  |  |  |  | ACTV | 2013-03-07 | DZIWULS2 | 2012-02-22 | ZYNDAK | 2013-03-07 | M
10004923 | PUMP | E-S-C03-X | SAP000593 | [8 empty] | IE000000000010004923 | Inactive/Scrap/Retired |  |  |  |  | 0000000000 |  |  |  | EN |  |  | DLFL INAC INST |  | X |  | 00:00:00 | [7 empty] | GOULDS |  |  |  | 2003 |  | 2003 |  | 1831010 |  |  |  |  | ACTV | 2013-03-13 | DZIWULS2 | 2012-02-22 | ZYNDAK | 2013-03-13 | M
10004969 | PANEL, CONTROL, PUMP | E-S-C03-X | SAP000639 | [8 empty] | IE000000000010004969 | Inactive/Scrap/Retired |  |  |  |  | 0000000000 |  |  |  | EN |  |  | DLFL INAC INST |  | X |  | 00:00:00 | [7 empty] | GOULDS PUMPS INC. | A3-5034 |  |  | 2003 |  | 2003 |  | 1831010 |  |  |  |  | ACTV | 2013-03-13 | DZIWULS2 | 2012-02-22 | ZYNDAK | 2013-03-13 | M
10004970 | PUMP, SUBMERSIBLE | E-S-C03-X | SAP000640 | [8 empty] | IE000000000010004970 | Inactive/Scrap/Retired |  |  |  |  | 0000000000 |  |  |  | EN |  |  | DLFL INAC INST |  | X |  | 00:00:00 | [7 empty] | GOULDS |  |  |  | 2003 |  | 2003 |  | 1831010 |  |  |  |  | ACTV | 2013-03-13 | DZIWULS2 | 2012-02-22 | ZYNDAK | 2013-03-13 | M
10004998 | MOTOR, WASTE PUMP 2 | E-S-C03-X | [9 empty] | IE000000000010004998 | Inactive/Scrap/Retired |  |  |  |  | 0000000000 |  |  |  | EN |  |  | DLFL INAC INST |  | X |  | 00:00:00 | [11 empty] | 2003 |  | 2003 | GENL | 1831010 |  |  |  |  | ACTV | 2013-02-26 | DZIWULS2 | 2012-02-22 | MACNEILK | 2013-03-12 | M
10005008 | MOTOR, WASTE PUMP 1 | E-S-C03-X | [9 empty] | IE000000000010005008 | Inactive/Scrap/Retired |  |  |  |  | 0000000000 |  |  |  | EN |  |  | DLFL INAC INST |  | X |  | 00:00:00 | [11 empty] | 2003 |  | 2003 |  | 1831010 |  |  |  |  | ACTV | 2013-02-26 | DZIWULS2 | 2012-02-22 | MACNEILK | 2013-03-12 | M
10005049 | MOTOR, PUMP 2 | E-S-C03-X | SAP000719 | [8 empty] | IE000000000010005049 | Inactive/Scrap/Retired |  |  |  |  | 0000000000 |  |  |  | EN |  |  | DLFL INAC INST |  | X |  | 00:00:00 | [7 empty] | TECO |  |  |  | 2003 |  | 2003 |  | 1831010 |  |  |  |  | ACTV | 2013-03-07 | DZIWULS2 | 2012-02-22 | ZYNDAK | 2013-03-07 | M
10005050 | MOTOR, PUMP 1 | E-S-C03-X | SAP000720 | [8 empty] | IE000000000010005050 | Inactive/Scrap/Retired |  |  |  |  | 0000000000 |  |  |  | EN |  |  | DLFL INAC INST |  | X |  | 00:00:00 | [7 empty] | MAGNETEK | 9-391133-63 |  |  | 2003 |  | 2003 | GENL | 1831010 |  |  |  |  | ACTV | 2013-03-07 | DZIWULS2 | 2012-02-22 | ZYNDAK | 2013-03-07 | M
10005075 | MOTOR, BOOSTER PUMP 1 AND 2 | E-S-C03-X | SAP000745 | [8 empty] | IE000000000010005075 | Inactive/Scrap/Retired |  |  |  |  | 0000000000 |  |  |  | EN |  |  | DLFL INAC INST |  | X |  | 00:00:00 | [7 empty] | SPARTAN MOTOR | 4K12302001 |  |  | 2003 |  | 2003 |  | 1831010 |  |  |  |  | ACTV | 2013-03-07 | DZIWULS2 | 2012-02-22 | ZYNDAK | 2013-03-07 | M
10005084 | PUMP, SUMP | E-S-C03-X | SAP000754 | [8 empty] | IE000000000010005084 | Inactive/Scrap/Retired |  |  |  |  | 0000000000 |  |  |  | EN |  |  | DLFL INAC INST |  | X |  | 00:00:00 | [11 empty] | 2003 |  | 2003 |  | 1831010 |  |  |  |  | ACTV | 2013-03-13 | DZIWULS2 | 2012-02-22 | ZYNDAK | 2013-03-13 | M
10005111 | MOTOR, PUMP 4 | E-S-C03-X | SAP000781 | [8 empty] | IE000000000010005111 | Inactive/Scrap/Retired |  |  |  |  | 0000000000 |  |  |  | EN |  |  | DLFL INAC INST |  | X |  | 00:00:00 | [7 empty] | LEROY SOMER |  | 18980/1 |  | 2003 |  | 2003 | MOTOR | 1831010 |  |  |  |  | ACTV | 2013-03-08 | DZIWULS2 | 2012-02-22 | ZYNDAK | 2013-03-08 | M
10005112 | MOTOR, PUMP 1 | E-S-C03-X | SAP000782 | [8 empty] | IE000000000010005112 | Inactive/Scrap/Retired |  |  |  |  | 0000000000 |  |  |  | EN |  |  | DLFL INAC INST |  | X |  | 00:00:00 | [7 empty] | FAIRBANKS MORSE | KZKU-1 | F452048 |  | 2003 |  | 2003 | GENL | 1831010 |  |  |  |  | ACTV | 2013-03-08 | DZIWULS2 | 2012-02-22 | ZYNDAK | 2013-03-08 | M
10005113 | MOTOR, PUMP 2 | E-S-C03-X | SAP000783 | [8 empty] | IE000000000010005113 | Inactive/Scrap/Retired |  |  |  |  | 0000000000 |  |  |  | EN |  |  | DLFL INAC INST |  | X |  | 00:00:00 | [7 empty] | LEROY SOMER |  | 18979/1 |  | 2003 |  | 2003 |  | 1831010 |  |  |  |  | ACTV | 2013-03-08 | DZIWULS2 | 2012-02-22 | ZYNDAK | 2013-03-08 | M
10005114 | PUMP 3 | E-S-C03-X | SAP000784 | [8 empty] | IE000000000010005114 | Inactive/Scrap/Retired |  |  |  |  | 0000000000 |  |  |  | EN |  |  | DLFL INAC INST |  | X |  | 00:00:00 | [7 empty] | LEROY SOMER |  | 18978/1 |  | 2003 |  | 2003 | GENL | 1831010 |  |  |  |  | ACTV | 2013-03-08 | DZIWULS2 | 2012-02-22 | ZYNDAK | 2013-03-08 | M
10005154 | MOTOR, PUMP | E-S-C03-X | SAP000824 | [8 empty] | IE000000000010005154 | Inactive/Scrap/Retired |  |  |  |  | 0000000000 |  |  |  | EN |  |  | DLFL INAC INST |  | X |  | 00:00:00 | [7 empty] | SMITH LOVELESS | 5M 215TTDR8672BN L |  |  | 2003 |  | 2003 |  | 1831010 |  |  |  |  | ACTV | 2013-03-07 | DZIWULS2 | 2012-02-22 | ZYNDAK | 2013-03-07 | M
10005161 | PUMP, SUMP | E-S-C03-X | SAP000831 | [8 empty] | IE000000000010005161 | Inactive/Scrap/Retired |  |  |  |  | 0000000000 |  |  |  | EN |  |  | DLFL INAC INST |  | X |  | 00:00:00 | [11 empty] | 2003 |  | 2003 |  | 1831010 |  |  |  |  | ACTV | 2013-03-07 | DZIWULS2 | 2012-02-22 | ZYNDAK | 2013-03-07 | M
10005222 | PANEL, CONTROL, PUMP | E-S-C03-X | SAP000892 | [8 empty] | IE000000000010005222 | Inactive/Scrap/Retired |  |  |  |  | 0000000000 |  |  |  | EN |  |  | INAC INST |  | X |  | 00:00:00 | [11 empty] | 2003 |  | 2003 | CONTROL | 1831010 |  |  |  |  | ACTV | 2018-08-07 | DZIWULS2 | 2012-02-22 | PINTOM | 2018-08-07 | M | E_CONTROL
10005227 | PANEL, CONTROL, PUMP | E-S-C03-X | SAP000897 | [8 empty] | IE000000000010005227 | Inactive/Scrap/Retired |  |  |  |  | 0000000000 |  |  |  | EN |  |  | INST |  | X |  | 00:00:00 | [7 empty] | FLOWAMATIC |  |  |  | 2003 |  | 2003 | CONTROL | 1831010 |  |  |  |  | ACTV | 2013-07-16 | DZIWULS2 | 2012-02-22 | CURRENTJ | 2013-07-16 | M | E_CONTROL
10005230 | MOTOR, PUMP | E-S-C03-X | SAP000900 | [8 empty] | IE000000000010005230 | Inactive/Scrap/Retired |  |  |  |  | 0000000000 |  |  |  | EN |  |  | INST |  | X |  | 00:00:00 | [7 empty] | BALDOR | M3811T | 5990 |  | 2003 |  | 2003 | MOTOR | 1831010 |  |  |  |  | ACTV | 2013-07-16 | DZIWULS2 | 2012-02-22 | CURRENTJ | 2013-07-16 | M | E_MOTOR
10005231 | MOTOR, PUMP | E-S-C03-X | SAP000901 | [8 empty] | IE000000000010005231 | Inactive/Scrap/Retired |  |  |  |  | 0000000000 |  |  |  | EN |  |  | INST |  | X |  | 00:00:00 | [7 empty] | US ELECTRC | A899A |  |  | 2003 |  | 2003 | MOTOR | 1831010 |  |  |  |  | ACTV | 2013-07-16 | DZIWULS2 | 2012-02-22 | CURRENTJ | 2013-07-16 | M | E_MOTOR
10005254 | MOTOR, PUMP 2 | E-S-C03-X | SAP000924 | [8 empty] | IE000000000010005254 | Inactive/Scrap/Retired |  |  |  |  | 0000000000 |  |  |  | EN |  |  | DLFL INAC INST |  | X |  | 00:00:00 | [7 empty] | SIEMENS-ALLIS | 51-384-691 |  |  | 2003 |  | 2003 |  | 1831010 |  |  |  |  | ACTV | 2013-03-08 | DZIWULS2 | 2012-02-22 | ZYNDAK | 2013-03-08 | M
10005255 | MOTOR, PUMP | E-S-C03-X | SAP000925 | [8 empty] | IE000000000010005255 | Inactive/Scrap/Retired |  |  |  |  | 0000000000 |  |  |  | EN |  |  | DLFL INAC INST |  | X |  | 00:00:00 | [7 empty] | WEG | 05018ET3E326T |  |  | 2003 |  | 2003 |  | 1831010 |  |  |  |  | ACTV | 2013-03-08 | DZIWULS2 | 2012-02-22 | ZYNDAK | 2013-03-08 | M
10005271 | MOTOR, PUMP 1 | E-S-C03-X | SAP000941 | [8 empty] | IE000000000010005271 | Inactive/Scrap/Retired |  |  |  |  | 0000000000 |  |  |  | EN |  |  | DLFL INAC INST |  | X |  | 00:00:00 | [7 empty] | LEROY SOMER |  | 18976/1 |  | 2003 |  | 2003 |  | 1831010 |  |  |  |  | ACTV | 2013-03-11 | DZIWULS2 | 2012-02-22 | MACNEILK | 2013-03-12 | M
10005272 | MOTOR, PUMP 2 | E-S-C03-X | SAP000942 | [8 empty] | IE000000000010005272 | Inactive/Scrap/Retired |  |  |  |  | 0000000000 |  |  |  | EN |  |  | DLFL INAC INST |  | X |  | 00:00:00 | [7 empty] | LEROY-SOMER |  | 18976/2 |  | 2003 |  | 2003 |  | 1831010 |  |  |  |  | ACTV | 2013-03-11 | DZIWULS2 | 2012-02-22 | MACNEILK | 2013-03-12 | M
10005274 | PUMP, SUMP | E-S-C03-X | SAP000944 | [8 empty] | IE000000000010005274 | Inactive/Scrap/Retired |  |  |  |  | 0000000000 |  |  |  | EN |  |  | DLFL INAC INST |  | X |  | 00:00:00 | [11 empty] | 2003 |  | 2003 | GENL | 1831010 |  |  |  |  | ACTV | 2013-03-08 | DZIWULS2 | 2012-02-22 | ZYNDAK | 2013-03-08 | M
10005275 | STARTER, PUMP 2 | E-S-C03-X | SAP000945 | [8 empty] | IE000000000010005275 | Inactive/Scrap/Retired |  |  |  |  | 0000000000 |  |  |  | EN |  |  | DLFL INAC INST |  | X |  | 00:00:00 | [9 empty] | 060500081 |  | 2003 |  | 2003 |  | 1831010 |  |  |  |  | ACTV | 2013-03-08 | DZIWULS2 | 2012-02-22 | ZYNDAK | 2013-03-08 | M
10005277 | STARTER, PUMP 1 | E-S-C03-X | SAP000947 | [8 empty] | IE000000000010005277 | Inactive/Scrap/Retired |  |  |  |  | 0000000000 |  |  |  | EN |  |  | DLFL INAC INST |  | X |  | 00:00:00 | [7 empty] | TOSHIBA INTERNATIONAL |  | 060500082 |  | 2003 |  | 2003 |  | 1831010 |  |  |  |  | ACTV | 2013-03-08 | DZIWULS2 | 2012-02-22 | ZYNDAK | 2013-03-08 | M
10005365 | MOTOR, PUMP 2 | E-S-C03-X | SAP001035 | [8 empty] | IE000000000010005365 | Inactive/Scrap/Retired |  |  |  |  | 0000000000 |  |  |  | EN |  |  | DLFL INAC INST |  | X |  | 00:00:00 | [7 empty] | LEROY-SOMER |  |  |  | 2003 |  | 2003 |  | 1831010 |  |  |  |  | ACTV | 2013-03-11 | DZIWULS2 | 2012-02-22 | MACNEILK | 2013-03-12 | M
10005366 | MOTOR, PUMP 1 | E-S-C03-X | SAP001036 | [8 empty] | IE000000000010005366 | Inactive/Scrap/Retired |  |  |  |  | 0000000000 |  |  |  | EN |  |  | DLFL INAC INST |  | X |  | 00:00:00 | [7 empty] | LEROY-SOMER |  |  |  | 2003 |  | 2003 |  | 1831010 |  |  |  |  | ACTV | 2013-03-11 | DZIWULS2 | 2012-02-22 | MACNEILK | 2013-03-12 | M
10005367 | MOTOR, PUMP 3 | E-S-C03-X | SAP001037 | [8 empty] | IE000000000010005367 | Inactive/Scrap/Retired |  |  |  |  | 0000000000 |  |  |  | EN |  |  | DLFL INAC INST |  | X |  | 00:00:00 | [7 empty] | LEROY-SOMER |  | 18977/1 |  | 2003 |  | 2003 |  | 1831010 |  |  |  |  | ACTV | 2013-03-11 | DZIWULS2 | 2012-02-22 | MACNEILK | 2013-03-12 | M
10005380 | PUMP VALVES | E-S-C03-X | SAP001050 | [8 empty] | IE000000000010005380 | Inactive/Scrap/Retired |  |  |  |  | 0000000000 |  |  |  | EN |  |  | DLFL INAC INST |  | X |  | 00:00:00 | [11 empty] | 2003 |  | 2003 | VALVE | 1831010 |  |  |  |  | ACTV | 2013-03-08 | DZIWULS2 | 2012-02-22 | ZYNDAK | 2013-03-08 | M
10005388 | CONTROLLER, PUMP | E-S-C03-X | SAP001058 | [8 empty] | IE000000000010005388 | Inactive/Scrap/Retired |  |  |  |  | 0000000000 |  |  |  | EN |  |  | INST |  | X |  | 00:00:00 | [7 empty] | MERCOID | MPCJUNIOR | IP14513-M04S |  | 2003 |  | 2003 | CONTROL | 1831010 |  |  |  |  | ACTV | 2013-07-16 | DZIWULS2 | 2012-02-22 | CURRENTJ | 2013-07-16 | M | E_CONTROL
10005390 | STARTER, PUMP 1 & 2 | E-S-C03-X | SAP001060 | [8 empty] | IE000000000010005390 | Inactive/Scrap/Retired |  |  |  |  | 0000000000 |  |  |  | EN |  |  | INST |  | X |  | 00:00:00 | [11 empty] | 2003 |  | 2003 | CONTROL | 1831010 |  |  |  |  | ACTV | 2013-07-16 | DZIWULS2 | 2012-02-22 | CURRENTJ | 2013-07-16 | M | E_CONTROL
10005393 | MOTOR, PUMP | E-S-C03-X | SAP001063 | [8 empty] | IE000000000010005393 | Inactive/Scrap/Retired |  |  |  |  | 0000000000 |  |  |  | EN |  |  | DLFL INAC INST |  | X |  | 00:00:00 | [7 empty] | WESTINGHOUSE | ABOD | 627B500G13 |  | 2003 |  | 2003 |  | 1831010 |  |  |  |  | ACTV | 2013-03-08 | DZIWULS2 | 2012-02-22 | ZYNDAK | 2013-03-08 | M
10005424 | CONTROLLER, PUMP | E-S-C03-X | [9 empty] | IE000000000010005424 | Inactive/Scrap/Retired |  |  |  |  | 0000000000 |  |  |  | EN |  |  | DLFL INAC INST |  | X |  | 00:00:00 | [7 empty] | MERCOID | MPC JUNIOR |  |  | 2003 |  | 2003 | CONTROL | 1831010 |  |  |  |  | ACTV | 2012-09-20 | DZIWULS2 | 2012-02-22 | MACNEILK | 2013-03-12 | M
10005427 | MOTOR, PUMP FOR FAIRBANKS MORSE | E-S-C03-X | [9 empty] | IE000000000010005427 | Inactive/Scrap/Retired |  |  |  |  | 0000000000 |  |  |  | EN |  |  | DLFL INAC INST |  | X |  | 00:00:00 | [7 empty] | FAIRBANKS MORSE | F320482/TYPE KZKU |  |  | 2003 |  | 2003 | MOTOR | 1831010 |  |  |  |  | ACTV | 2012-09-20 | DZIWULS2 | 2012-02-22 | MACNEILK | 2013-03-12 | M
10005428 | MOTOR, PUMP FOR GORMANN RUPP | E-S-C03-X | [9 empty] | IE000000000010005428 | Inactive/Scrap/Retired |  |  |  |  | 0000000000 |  |  |  | EN |  |  | DLFL INAC INST |  | X |  | 00:00:00 | [7 empty] | LINCOLN |  | 642000 |  | 2003 |  | 2003 | MOTOR | 1831010 |  |  |  |  | ACTV | 2012-09-20 | DZIWULS2 | 2012-02-22 | MACNEILK | 2013-03-12 | M
10005430 | PUMP, SUMP 1A & 1B | E-S-C03-X | SAP001100 | [8 empty] | IE000000000010005430 | Inactive/Scrap/Retired |  |  |  |  | 0000000000 |  |  |  | EN |  |  | DLFL INAC INST |  | X |  | 00:00:00 | [7 empty] | RELIANCE |  |  |  | 2003 |  | 2003 |  | 1831010 |  |  |  |  | ACTV | 2013-03-15 | DZIWULS2 | 2012-02-22 | ZYNDAK | 2013-03-15 | M
10005473 | VFD, POLYMER FEED PUMPS | E-S-C03-X | SAP001143 | [8 empty] | IE000000000010005473 | Inactive/Scrap/Retired |  |  |  |  | 0000000000 |  |  |  | EN |  |  | DLFL INAC INST |  | X |  | 00:00:00 | [7 empty] | WOODS |  |  |  | 2003 |  | 2003 |  | 1831010 |  |  |  |  | ACTV | 2013-03-16 | DZIWULS2 | 2012-02-22 | ZYNDAK | 2013-03-16 | M
10005475 | PANEL, CONTROL, CHEM SLUDGE PUMP | E-S-C03-X | SAP001145 | [8 empty] | IE000000000010005475 | Inactive/Scrap/Retired |  |  |  |  | 0000000000 |  |  |  | EN |  |  | INST |  | X |  | 00:00:00 | [11 empty] | 2003 |  | 2003 | GENL | 1831010 |  |  |  |  | ACTV | 2014-01-14 | DZIWULS2 | 2012-02-22 | KAMINSKK | 2014-01-14 | M | E_CONTROL
10005486 | PANEL, CONTROL, EFF PUMP 4A & 5A | E-S-C03-X | SAP001156 | [8 empty] | IE000000000010005486 | Inactive/Scrap/Retired |  |  |  |  | 0000000000 |  |  |  | EN |  |  | DLFL INAC INST |  | X |  | 00:00:00 | [7 empty] | ROBICON |  |  |  | 2003 |  | 2003 |  | 1831010 |  |  |  |  | ACTV | 2013-03-16 | DZIWULS2 | 2012-02-22 | ZYNDAK | 2013-03-16 | M
10005535 | METER, FILTER PRESS FEED PUMP SLUDGE | E-S-C03-X | SAP001205 | [8 empty] | IE000000000010005535 | Inactive/Scrap/Retired |  |  |  |  | 0000000000 |  |  |  | EN |  |  | DLFL INAC INST |  | X |  | 00:00:00 | [7 empty] | KROHNE |  |  |  | 2003 |  | 2003 |  | 1831010 |  |  |  |  | ACTV | 2013-03-16 | DZIWULS2 | 2012-02-22 | ZYNDAK | 2013-03-16 | M
10005537 | MOTOR, SUMP PUMP 1B | E-S-C03-X | SAP001207 | [8 empty] | IE000000000010005537 | Inactive/Scrap/Retired |  |  |  |  | 0000000000 |  |  |  | EN |  |  | DLFL INAC INST |  | X |  | 00:00:00 | [7 empty] | RELIANCE | P14G3237T-WE |  |  | 2003 |  | 2003 | MOTOR | 1831010 |  |  |  |  | ACTV | 2013-03-15 | DZIWULS2 | 2012-02-22 | ZYNDAK | 2013-03-15 | M
10005538 | MOTOR, SUMP PUMP 1A | E-S-C03-X | SAP001208 | [8 empty] | IE000000000010005538 | Inactive/Scrap/Retired |  |  |  |  | 0000000000 |  |  |  | EN |  |  | DLFL INAC INST |  | X |  | 00:00:00 | [7 empty] | RELIANCE | P14G3237T-WF |  |  | 2003 |  | 2003 |  | 1831010 |  |  |  |  | ACTV | 2013-03-15 | DZIWULS2 | 2012-02-22 | ZYNDAK | 2013-03-15 | M
10005541 | MOTOR, EFF PUMP | E-S-C03-X | SAP001211 | [8 empty] | IE000000000010005541 | Inactive/Scrap/Retired |  |  |  |  | 0000000000 |  |  |  | EN |  |  | DLFL INAC INST |  | X |  | 00:00:00 | [11 empty] | 2003 |  | 2003 |  | 1831010 |  |  |  |  | ACTV | 2013-03-15 | DZIWULS2 | 2012-02-22 | ZYNDAK | 2013-03-15 | M
10005543 | MOTOR, ACID PUMP | E-S-C03-X | SAP001213 | [8 empty] | IE000000000010005543 | Inactive/Scrap/Retired |  |  |  |  | 0000000000 |  |  |  | EN |  |  | INST |  | X |  | 00:00:00 | [11 empty] | 2003 |  | 2003 | GENL | 1831010 |  |  |  |  | ACTV | 2016-12-22 | DZIWULS2 | 2012-02-22 | KAMINSKK | 2016-12-22 | M | E_MOTOR
10005547 | MOTOR, POLYMER MIXER PUMP | E-S-C03-X | SAP001217 | [8 empty] | IE000000000010005547 | Inactive/Scrap/Retired |  |  |  |  | 0000000000 |  |  |  | EN |  |  | DLFL INAC INST |  | X |  | 00:00:00 | [7 empty] | BALDOR |  |  |  | 2003 |  | 2003 |  | 1831010 |  |  |  |  | ACTV | 2013-03-22 | DZIWULS2 | 2012-02-22 | ZYNDAK | 2013-03-22 | M
10005549 | MOTOR, SUMP PUMP A | E-S-C03-X | SAP001219 | [8 empty] | IE000000000010005549 | Inactive/Scrap/Retired |  |  |  |  | 0000000000 |  |  |  | EN |  |  | DLFL INAC INST |  | X |  | 00:00:00 | [7 empty] | RELIANCE | P14G3237T-WF |  |  | 2003 |  | 2003 |  | 1831010 |  |  |  |  | ACTV | 2013-03-15 | DZIWULS2 | 2012-02-22 | ZYNDAK | 2013-03-15 | M
10005550 | MOTOR, SUMP PUMP B | E-S-C03-X | SAP001220 | [8 empty] | IE000000000010005550 | Inactive/Scrap/Retired |  |  |  |  | 0000000000 |  |  |  | EN |  |  | DLFL INAC INST |  | X |  | 00:00:00 | [7 empty] | MARATHON | LVN145TTER7027DE |  |  | 2003 |  | 2003 |  | 1831010 |  |  |  |  | ACTV | 2013-03-15 | DZIWULS2 | 2012-02-22 | ZYNDAK | 2013-03-15 | M
10005554 | MOTOR, FUEL OIL PUMP | E-S-C03-X | SAP001224 | [8 empty] | IE000000000010005554 | Inactive/Scrap/Retired |  |  |  |  | 0000000000 |  |  |  | EN |  |  | INST |  | X |  | 00:00:00 | [7 empty] | MARATHON | EVN 56T11F53083 P |  |  | 2003 |  | 2003 | GENL | 1831010 |  |  |  |  | ACTV | 2015-12-01 | DZIWULS2 | 2012-02-22 | KAMINSKK | 2015-12-01 | M | E_MOTOR
10005555 | MOTOR, WASTE ACTIVATED SLUDGE PUMP 1B | E-S-C03-X | SAP001225 | [8 empty] | IE000000000010005555 | Inactive/Scrap/Retired |  |  |  |  | 0000000000 |  |  |  | EN |  |  | DLFL INAC INST |  | X |  | 00:00:00 | [7 empty] | RELIANCE |  |  |  | 2003 |  | 2003 |  | 1831010 |  |  |  |  | ACTV | 2013-03-27 | DZIWULS2 | 2012-02-22 | ZYNDAK | 2013-03-27 | M
10005559 | MOTOR, WASTE ACTIVATED SLUDGE PUMP 1A | E-S-C03-X | SAP001229 | [8 empty] | IE000000000010005559 | Inactive/Scrap/Retired |  |  |  |  | 0000000000 |  |  |  | EN |  |  | DLFL INAC INST |  | X |  | 00:00:00 | [7 empty] | RELIANCE |  |  |  | 2003 |  | 2003 |  | 1831010 |  |  |  |  | ACTV | 2013-03-27 | DZIWULS2 | 2012-02-22 | ZYNDAK | 2013-03-27 | M
10005560 | MOTOR, WASTE ACTIVATED SLUDGE PUMP 1B | E-S-C03-X | SAP001230 | [8 empty] | IE000000000010005560 | Inactive/Scrap/Retired |  |  |  |  | 0000000000 |  |  |  | EN |  |  | DLFL INAC INST |  | X |  | 00:00:00 | [7 empty] | RELIANCE | P28G334OE |  |  | 2003 |  | 2003 |  | 1831010 |  |  |  |  | ACTV | 2013-03-27 | DZIWULS2 | 2012-02-22 | ZYNDAK | 2013-03-27 | M
10005562 | MOTOR, FUEL OIL PUMP | E-S-C03-X | SAP001232 | [8 empty] | IE000000000010005562 | Inactive/Scrap/Retired |  |  |  |  | 0000000000 |  |  |  | EN |  |  | INST |  | X |  | 00:00:00 | [7 empty] | MARATHON |  |  |  | 2003 |  | 2003 | GENL | 1831010 |  |  |  |  | ACTV | 2015-12-01 | DZIWULS2 | 2012-02-22 | KAMINSKK | 2015-12-01 | M | E_MOTOR
10005563 | MOTOR, FECL2 PUMP 1 | E-S-C03-X | SAP001233 | [8 empty] | IE000000000010005563 | Inactive/Scrap/Retired |  |  |  |  | 0000000000 |  |  |  | EN |  |  | INST |  | X |  | 00:00:00 | [11 empty] | 2003 |  | 2003 | GENL | 1831010 |  |  |  |  | ACTV | 2016-12-22 | DZIWULS2 | 2012-02-22 | KAMINSKK | 2016-12-22 | M | E_MOTOR
10005564 | MOTOR, FECL2 PUMP 3 | E-S-C03-X | SAP001234 | [8 empty] | IE000000000010005564 | Inactive/Scrap/Retired |  |  |  |  | 0000000000 |  |  |  | EN |  |  | INST |  | X |  | 00:00:00 | [7 empty] | GENERAL ELECTRIC | 5K36PN250 |  |  | 2003 |  | 2003 | GENL | 1831010 |  |  |  |  | ACTV | 2016-12-22 | DZIWULS2 | 2012-02-22 | KAMINSKK | 2016-12-22 | M | E_MOTOR
10005565 | MOTOR, SLUDGE THICKENER PUMP 1 | E-S-C03-X | SAP001235 | [8 empty] | IE000000000010005565 | Inactive/Scrap/Retired |  |  |  |  | 0000000000 |  |  |  | EN |  |  | DLFL INAC INST |  | X |  | 00:00:00 | [11 empty] | 2003 |  | 2003 |  | 1831010 |  |  |  |  | ACTV | 2013-03-16 | DZIWULS2 | 2012-02-22 | ZYNDAK | 2013-03-16 | M
10005566 | MOTOR, ACID PUMP | E-S-C03-X | SAP001236 | [8 empty] | IE000000000010005566 | Inactive/Scrap/Retired |  |  |  |  | 0000000000 |  |  |  | EN |  |  | INST |  | X |  | 00:00:00 | [11 empty] | 2003 |  | 2003 | GENL | 1831010 |  |  |  |  | ACTV | 2016-12-22 | DZIWULS2 | 2012-02-22 | KAMINSKK | 2016-12-22 | M | E_MOTOR
10005567 | MOTOR, EFF SCREW PUMP 1 | E-S-C03-X | SAP001237 | [8 empty] | IE000000000010005567 | Inactive/Scrap/Retired |  |  |  |  | 0000000000 |  |  |  | EN |  |  | DLFL INAC INST |  | X |  | 00:00:00 | [11 empty] | 2003 |  | 2003 |  | 1831010 |  |  |  |  | ACTV | 2013-03-15 | DZIWULS2 | 2012-02-22 | ZYNDAK | 2013-03-15 | M
10005568 | MOTOR, SLUDGE THICKENER PUMP 2 | E-S-C03-X | SAP001238 | [8 empty] | IE000000000010005568 | Inactive/Scrap/Retired |  |  |  |  | 0000000000 |  |  |  | EN |  |  | DLFL INAC INST |  | X |  | 00:00:00 | [11 empty] | 2003 |  | 2003 |  | 1831010 |  |  |  |  | ACTV | 2013-03-16 | DZIWULS2 | 2012-02-22 | ZYNDAK | 2013-03-16 | M
10005569 | MOTOR, SUMP PUMP | E-S-C03-X | SAP001239 | [8 empty] | IE000000000010005569 | Inactive/Scrap/Retired |  |  |  |  | 0000000000 |  |  |  | EN |  |  | INST |  | X |  | 00:00:00 | [7 empty] | MARATHON | 7VH143TTFR4001DB-P |  |  | 2003 |  | 2003 | GENL | 1831010 |  |  |  |  | ACTV | 2016-12-22 | DZIWULS2 | 2012-02-22 | KAMINSKK | 2016-12-22 | M | E_MOTOR
10005570 | MOTOR, FECL3 PUMP | E-S-C03-X | SAP001240 | [8 empty] | IE000000000010005570 | Inactive/Scrap/Retired |  |  |  |  | 0000000000 |  |  |  | EN |  |  | INST |  | X |  | 00:00:00 | [7 empty] | BALDOR |  |  |  | 2003 |  | 2003 | GENL | 1831010 |  |  |  |  | ACTV | 2016-12-22 | DZIWULS2 | 2012-02-22 | KAMINSKK | 2016-12-22 | M | E_MOTOR
10005572 | MOTOR, FLOOR SUMP PUMP | E-S-C03-X | SAP001242 | [8 empty] | IE000000000010005572 | Inactive/Scrap/Retired |  |  |  |  | 0000000000 |  |  |  | EN |  |  | INST |  | X |  | 00:00:00 | [11 empty] | 2003 |  | 2003 | GENL | 1831010 |  |  |  |  | ACTV | 2016-12-22 | DZIWULS2 | 2012-02-22 | KAMINSKK | 2016-12-22 | M | E_MOTOR
10005573 | MOTOR, SCUM PUMP 4A | E-S-C03-X | SAP001243 | [8 empty] | IE000000000010005573 | Inactive/Scrap/Retired |  |  |  |  | 0000000000 |  |  |  | EN |  |  | DLFL INAC INST |  | X |  | 00:00:00 | [7 empty] | US MOTORS |  |  |  | 2003 |  | 2003 |  | 1831010 |  |  |  |  | ACTV | 2013-03-16 | DZIWULS2 | 2012-02-22 | ZYNDAK | 2013-03-16 | M
10005576 | MOTOR, EFF SCREW PUMP 2 | E-S-C03-X | SAP001246 | [8 empty] | IE000000000010005576 | Inactive/Scrap/Retired |  |  |  |  | 0000000000 |  |  |  | EN |  |  | DLFL INAC INST |  | X |  | 00:00:00 | [11 empty] | 2003 |  | 2003 |  | 1831010 |  |  |  |  | ACTV | 2013-03-15 | DZIWULS2 | 2012-02-22 | ZYNDAK | 2013-03-15 | M
10005578 | MOTOR, SCREW PUMP 1 | E-S-C03-X | SAP001248 | [8 empty] | IE000000000010005578 | Inactive/Scrap/Retired |  |  |  |  | 0000000000 |  |  |  | EN |  |  | DLFL INAC INST |  | X |  | 00:00:00 | [11 empty] | 2003 |  | 2003 |  | 1831010 |  |  |  |  | ACTV | 2013-04-01 | DZIWULS2 | 2012-02-22 | ZYNDAK | 2013-04-01 | M
10005579 | MOTOR, EFF SCREW PUMP 3 | E-S-C03-X | SAP001249 | [8 empty] | IE000000000010005579 | Inactive/Scrap/Retired |  |  |  |  | 0000000000 |  |  |  | EN |  |  | DLFL INAC INST |  | X |  | 00:00:00 | [11 empty] | 2003 |  | 2003 |  | 1831010 |  |  |  |  | ACTV | 2013-03-15 | DZIWULS2 | 2012-02-22 | ZYNDAK | 2013-03-15 | M
10005583 | MOTOR, SCUM PUMP 1A & 1B | E-S-C03-X | SAP001253 | [8 empty] | IE000000000010005583 | Inactive/Scrap/Retired |  |  |  |  | 0000000000 |  |  |  | EN |  |  | DLFL INAC INST |  | X |  | 00:00:00 | [7 empty] | US MOTORS | 9802380-392 |  |  | 2003 |  | 2003 |  | 1831010 |  |  |  |  | ACTV | 2013-03-16 | DZIWULS2 | 2012-02-22 | ZYNDAK | 2013-03-16 | M
10005588 | MOTOR, PREHEAT BURNER OIL PUMP Y | E-S-C03-X | SAP001258 | [8 empty] | IE000000000010005588 | Inactive/Scrap/Retired |  |  |  |  | 0000000000 |  |  |  | EN |  |  | DLFL INAC INST |  | X |  | 00:00:00 | [11 empty] | 2003 |  | 2003 |  | 1831010 |  |  |  |  | ACTV | 2013-03-11 | DZIWULS2 | 2012-02-22 | MACNEILK | 2013-03-12 | M
10005589 | MOTOR, PREHEAT BURNER OIL PUMP X | E-S-C03-X | SAP001259 | [8 empty] | IE000000000010005589 | Inactive/Scrap/Retired |  |  |  |  | 0000000000 |  |  |  | EN |  |  | DLFL INAC INST |  | X |  | 00:00:00 | [11 empty] | 2003 |  | 2003 |  | 1831010 |  |  |  |  | ACTV | 2013-03-11 | DZIWULS2 | 2012-02-22 | MACNEILK | 2013-03-12 | M
10005590 | MOTOR, FUEL OIL PUMP Y | E-S-C03-X | SAP001260 | [8 empty] | IE000000000010005590 | Inactive/Scrap/Retired |  |  |  |  | 0000000000 |  |  |  | EN |  |  | DLFL INAC INST |  | X |  | 00:00:00 | [7 empty] | LEESON |  |  |  | 2003 |  | 2003 |  | 1831010 |  |  |  |  | ACTV | 2013-03-22 | DZIWULS2 | 2012-02-22 | ZYNDAK | 2013-03-22 | M
10005592 | MOTOR, SCRUBBER ASH PUMP A INC V | E-S-C03-X | SAP001262 | [8 empty] | IE000000000010005592 | Inactive/Scrap/Retired |  |  |  |  | 0000000000 |  |  |  | EN |  |  | DLFL INAC INST |  | X |  | 00:00:00 | [11 empty] | 2003 |  | 2003 |  | 1831010 |  |  |  |  | ACTV | 2013-03-22 | DZIWULS2 | 2012-02-22 | ZYNDAK | 2013-03-22 | M
10005593 | MOTOR, HYPO PUMP 7 | E-S-C03-X | SAP001263 | [8 empty] | IE000000000010005593 | Inactive/Scrap/Retired |  |  |  |  | 0000000000 |  |  |  | EN |  |  | DLFL INAC INST |  | X |  | 00:00:00 | [7 empty] | CNORD | NM 32510302/0425 |  |  | 2003 |  | 2003 |  | 1831010 |  |  |  |  | ACTV | 2013-03-28 | DZIWULS2 | 2012-02-22 | ZYNDAK | 2013-03-28 | M
10005595 | MOTOR, SCRUBBER ASH PUMP B | E-S-C03-X | SAP001265 | [8 empty] | IE000000000010005595 | Inactive/Scrap/Retired |  |  |  |  | 0000000000 |  |  |  | EN |  |  | DLFL INAC INST |  | X |  | 00:00:00 | [11 empty] | 2003 |  | 2003 |  | 1831010 |  |  |  |  | ACTV | 2013-03-22 | DZIWULS2 | 2012-02-22 | ZYNDAK | 2013-03-22 | M
10005596 | MOTOR, SCRUBBER ASH PUMP A X | E-S-C03-X | SAP001266 | [8 empty] | IE000000000010005596 | Inactive/Scrap/Retired |  |  |  |  | 0000000000 |  |  |  | EN |  |  | DLFL INAC INST |  | X |  | 00:00:00 | [11 empty] | 2003 |  | 2003 |  | 1831010 |  |  |  |  | ACTV | 2013-03-22 | DZIWULS2 | 2012-02-22 | ZYNDAK | 2013-03-22 | M
10005600 | MOTOR, CHEMICAL SUMP PUMP 2 | E-S-C03-X | SAP001270 | [8 empty] | IE000000000010005600 | Inactive/Scrap/Retired |  |  |  |  | 0000000000 |  |  |  | EN |  |  | INST |  | X |  | 00:00:00 | [7 empty] | US MOTORS |  |  |  | 2003 |  | 2003 | GENL | 1831010 |  |  |  |  | ACTV | 2016-12-22 | DZIWULS2 | 2012-02-22 | KAMINSKK | 2016-12-22 | M | E_MOTOR
10005601 | MOTOR, FUEL OIL PUMP X | E-S-C03-X | SAP001271 | [8 empty] | IE000000000010005601 | Inactive/Scrap/Retired |  |  |  |  | 0000000000 |  |  |  | EN |  |  | DLFL INAC INST |  | X |  | 00:00:00 | [7 empty] | LEESON |  |  |  | 2003 |  | 2003 |  | 1831010 |  |  |  |  | ACTV | 2013-03-22 | DZIWULS2 | 2012-02-22 | ZYNDAK | 2013-03-22 | M
10005603 | MOTOR, WASTE ACTIVATED SLUDGE PUMP 1A | E-S-C03-X | SAP001273 | [8 empty] | IE000000000010005603 | Inactive/Scrap/Retired |  |  |  |  | 0000000000 |  |  |  | EN |  |  | DLFL INAC INST |  | X |  | 00:00:00 | [7 empty] | RELIANCE |  |  |  | 2003 |  | 2003 |  | 1831010 |  |  |  |  | ACTV | 2013-03-27 | DZIWULS2 | 2012-02-22 | ZYNDAK | 2013-03-27 | M
10005610 | MOTOR, HYPO PUMP 6 | E-S-C03-X | SAP001280 | [8 empty] | IE000000000010005610 | Inactive/Scrap/Retired |  |  |  |  | 0000000000 |  |  |  | EN |  |  | DLFL INAC INST |  | X |  | 00:00:00 | [7 empty] | CNDRD | NM 32510302/0426 |  |  | 2003 |  | 2003 |  | 1831010 |  |  |  |  | ACTV | 2013-03-28 | DZIWULS2 | 2012-02-22 | ZYNDAK | 2013-03-28 | M
10005613 | MOTOR, SUMP PUMP 14A | E-S-C03-X | SAP001283 | [8 empty] | IE000000000010005613 | Inactive/Scrap/Retired |  |  |  |  | 0000000000 |  |  |  | EN |  |  | DLFL INAC INST |  | X |  | 00:00:00 | [11 empty] | 2003 |  | 2003 |  | 1831010 |  |  |  |  | ACTV | 2013-03-15 | DZIWULS2 | 2012-02-22 | ZYNDAK | 2013-03-15 | M
10005615 | MOTOR, SUPERNATE PUMP 2A | E-S-C03-X | SAP001285 | [8 empty] | IE000000000010005615 | Inactive/Scrap/Retired |  |  |  |  | 0000000000 |  |  |  | EN |  |  | DLFL INAC INST |  | X |  | 00:00:00 | [11 empty] | 2003 |  | 2003 |  | 1831010 |  |  |  |  | ACTV | 2013-03-16 | DZIWULS2 | 2012-02-22 | ZYNDAK | 2013-03-16 | M
10005616 | MOTOR, SUPERNATE PUMP 1A | E-S-C03-X | SAP001286 | [8 empty] | IE000000000010005616 | Inactive/Scrap/Retired |  |  |  |  | 0000000000 |  |  |  | EN |  |  | DLFL INAC INST |  | X |  | 00:00:00 | [11 empty] | 2003 |  | 2003 |  | 1831010 |  |  |  |  | ACTV | 2013-03-16 | DZIWULS2 | 2012-02-22 | ZYNDAK | 2013-03-16 | M
10005628 | MOTOR, SUMP PUMP A | E-S-C03-X | SAP001298 | [8 empty] | IE000000000010005628 | Inactive/Scrap/Retired |  |  |  |  | 0000000000 |  |  |  | EN |  |  | DLFL INAC INST |  | X |  | 00:00:00 | [7 empty] | RELIANCE | P14G3237T-WE |  |  | 2003 |  | 2003 |  | 1831010 |  |  |  |  | ACTV | 2013-03-15 | DZIWULS2 | 2012-02-22 | ZYNDAK | 2013-03-15 | M
10005629 | MOTOR, SUMP PUMP B | E-S-C03-X | SAP001299 | [8 empty] | IE000000000010005629 | Inactive/Scrap/Retired |  |  |  |  | 0000000000 |  |  |  | EN |  |  | DLFL INAC INST |  | X |  | 00:00:00 | [7 empty] | RELIANCE |  |  |  | 2003 |  | 2003 |  | 1831010 |  |  |  |  | ACTV | 2013-03-15 | DZIWULS2 | 2012-02-22 | ZYNDAK | 2013-03-15 | M
10005636 | MOTOR, SUMP PUMP 9B | E-S-C03-X | SAP001306 | [8 empty] | IE000000000010005636 | Inactive/Scrap/Retired |  |  |  |  | 0000000000 |  |  |  | EN |  |  | DLFL INAC INST |  | X |  | 00:00:00 | [7 empty] | RELIANCE | P14G3237T WE |  |  | 2003 |  | 2003 |  | 1831010 |  |  |  |  | ACTV | 2013-03-15 | DZIWULS2 | 2012-02-22 | ZYNDAK | 2013-03-15 | M
10005637 | MOTOR, SUMP PUMP 4B | E-S-C03-X | SAP001307 | [8 empty] | IE000000000010005637 | Inactive/Scrap/Retired |  |  |  |  | 0000000000 |  |  |  | EN |  |  | DLFL INAC INST |  | X |  | 00:00:00 | [11 empty] | 2003 |  | 2003 |  | 1831010 |  |  |  |  | ACTV | 2013-03-16 | DZIWULS2 | 2012-02-22 | ZYNDAK | 2013-03-16 | M
10005640 | MOTOR, SUPERNATE PUMP 4A | E-S-C03-X | SAP001310 | [8 empty] | IE000000000010005640 | Inactive/Scrap/Retired |  |  |  |  | 0000000000 |  |  |  | EN |  |  | DLFL INAC INST |  | X |  | 00:00:00 | [11 empty] | 2003 |  | 2003 | GENL | 1831010 |  |  |  |  | ACTV | 2013-03-16 | DZIWULS2 | 2012-02-22 | ZYNDAK | 2013-03-16 | M
10005641 | MOTOR, SUPERNATE PUMP 4B | E-S-C03-X | SAP001311 | [8 empty] | IE000000000010005641 | Inactive/Scrap/Retired |  |  |  |  | 0000000000 |  |  |  | EN |  |  | DLFL INAC INST |  | X |  | 00:00:00 | [11 empty] | 2003 |  | 2003 | GENL | 1831010 |  |  |  |  | ACTV | 2013-03-16 | DZIWULS2 | 2012-02-22 | ZYNDAK | 2013-03-16 | M
10005643 | MOTOR, SUMP PUMP 9A | E-S-C03-X | SAP001313 | [8 empty] | IE000000000010005643 | Inactive/Scrap/Retired |  |  |  |  | 0000000000 |  |  |  | EN |  |  | DLFL INAC INST |  | X |  | 00:00:00 | [7 empty] | RELIANCE | F14G32377T-WE |  |  | 2003 |  | 2003 |  | 1831010 |  |  |  |  | ACTV | 2013-03-15 | DZIWULS2 | 2012-02-22 | ZYNDAK | 2013-03-15 | M
10005645 | MOTOR, PLANT WATER BOOSTER PUMP 1 | E-S-C03-X | SAP001315 | [8 empty] | IE000000000010005645 | Inactive/Scrap/Retired |  |  |  |  | 0000000000 |  |  |  | EN |  |  | INST |  | X |  | 00:00:00 | [7 empty] | US MOTORS | R6410-03-111-M |  |  | 2003 |  | 2003 | GENL | 1831010 |  |  |  |  | ACTV | 2016-10-28 | DZIWULS2 | 2012-02-22 | LALLIR | 2016-10-28 | M | E_MOTOR
10005646 | MOTOR, SUMP PUMP 10A | E-S-C03-X | SAP001316 | [8 empty] | IE000000000010005646 | Inactive/Scrap/Retired |  |  |  |  | 0000000000 |  |  |  | EN |  |  | DLFL INAC INST |  | X |  | 00:00:00 | [7 empty] | RELIANCE |  |  |  | 2003 |  | 2003 |  | 1831010 |  |  |  |  | ACTV | 2013-03-15 | DZIWULS2 | 2012-02-22 | ZYNDAK | 2013-03-15 | M
10005647 | MOTOR, POLYMER FEED PUMP 3 | E-S-C03-X | SAP001317 | [8 empty] | IE000000000010005647 | Inactive/Scrap/Retired |  |  |  |  | 0000000000 |  |  |  | EN |  |  | DLFL INAC INST |  | X |  | 00:00:00 | [11 empty] | 2003 |  | 2003 |  | 1831010 |  |  |  |  | ACTV | 2013-03-16 | DZIWULS2 | 2012-02-22 | ZYNDAK | 2013-03-16 | M
10005648 | MOTOR, SUMP PUMP 11B | E-S-C03-X | SAP001318 | [8 empty] | IE000000000010005648 | Inactive/Scrap/Retired |  |  |  |  | 0000000000 |  |  |  | EN |  |  | DLFL INAC INST |  | X |  | 00:00:00 | [7 empty] | RELIANCE |  |  |  | 2003 |  | 2003 |  | 1831010 |  |  |  |  | ACTV | 2013-03-15 | DZIWULS2 | 2012-02-22 | ZYNDAK | 2013-03-15 | M
10005649 | MOTOR, POLYMER FEED PUMP 2 | E-S-C03-X | SAP001319 | [8 empty] | IE000000000010005649 | Inactive/Scrap/Retired |  |  |  |  | 0000000000 |  |  |  | EN |  |  | DLFL INAC INST |  | X |  | 00:00:00 | [11 empty] | 2003 |  | 2003 |  | 1831010 |  |  |  |  | ACTV | 2013-03-16 | DZIWULS2 | 2012-02-22 | ZYNDAK | 2013-03-16 | M
10005652 | MOTOR, PLANT WATER BOOSTER PUMP 2 | E-S-C03-X | SAP001322 | [8 empty] | IE000000000010005652 | Inactive/Scrap/Retired |  |  |  |  | 0000000000 |  |  |  | EN |  |  | INST |  | X |  | 00:00:00 | [7 empty] | US MOTORS |  |  |  | 2003 | F03 | 2003 | GENL | 1831010 | FM03_100 | F03 |  |  | ACTV | 2016-10-28 | DZIWULS2 | 2012-02-22 | LALLIR | 2016-10-28 | M | E_MOTOR
10005653 | MOTOR, SUMP PUMP 3B | E-S-C03-X | SAP001323 | [8 empty] | IE000000000010005653 | Inactive/Scrap/Retired |  |  |  |  | 0000000000 |  |  |  | EN |  |  | DLFL INAC INST |  | X |  | 00:00:00 | [7 empty] | RELIANCE |  |  |  | 2003 |  | 2003 |  | 1831010 |  |  |  |  | ACTV | 2013-03-15 | DZIWULS2 | 2012-02-22 | ZYNDAK | 2013-03-15 | M
10005654 | MOTOR, SCUM PUMP 4B | E-S-C03-X | SAP001324 | [8 empty] | IE000000000010005654 | Inactive/Scrap/Retired |  |  |  |  | 0000000000 |  |  |  | EN |  |  | DLFL INAC INST |  | X |  | 00:00:00 | [11 empty] | 2003 |  | 2003 |  | 1831010 |  |  |  |  | ACTV | 2013-03-16 | DZIWULS2 | 2012-02-22 | ZYNDAK | 2013-03-16 | M
10005655 | MOTOR, WASTE ACTIVATED SLUDGE PUMP 4B | E-S-C03-X | SAP001325 | [8 empty] | IE000000000010005655 | Inactive/Scrap/Retired |  |  |  |  | 0000000000 |  |  |  | EN |  |  | DLFL INAC INST |  | X |  | 00:00:00 | [7 empty] | RELIANCE |  |  |  | 2003 |  | 2003 |  | 1831010 |  |  |  |  | ACTV | 2013-03-27 | DZIWULS2 | 2012-02-22 | ZYNDAK | 2013-03-27 | M
10005656 | MOTOR, WASTE ACTIVATED SLUDGE PUMP 4A | E-S-C03-X | SAP001326 | [8 empty] | IE000000000010005656 | Inactive/Scrap/Retired |  |  |  |  | 0000000000 |  |  |  | EN |  |  | INST |  | X |  | 00:00:00 | [7 empty] | RELIANCE | P28G7401 BB |  |  | 2003 |  | 2003 | GENL | 1831010 |  |  |  |  | ACTV | 2015-03-13 | DZIWULS2 | 2012-02-22 | KAMINSKK | 2015-03-13 | M | E_MOTOR
10005657 | MOTOR, SUMP PUMP 4B | E-S-C03-X | SAP001327 | [8 empty] | IE000000000010005657 | Inactive/Scrap/Retired |  |  |  |  | 0000000000 |  |  |  | EN |  |  | DLFL INAC INST |  | X |  | 00:00:00 | [7 empty] | RELIANCE | P14G3237T-EW |  |  | 2003 |  | 2003 |  | 1831010 |  |  |  |  | ACTV | 2013-03-15 | DZIWULS2 | 2012-02-22 | ZYNDAK | 2013-03-15 | M
10005658 | MOTOR, SUMP PUMP 4A | E-S-C03-X | SAP001328 | [8 empty] | IE000000000010005658 | Inactive/Scrap/Retired |  |  |  |  | 0000000000 |  |  |  | EN |  |  | DLFL INAC INST |  | X |  | 00:00:00 | [7 empty] | RELIANCE | P14G3237T-WE |  |  | 2003 |  | 2003 |  | 1831010 |  |  |  |  | ACTV | 2013-03-15 | DZIWULS2 | 2012-02-22 | ZYNDAK | 2013-03-15 | M
10005660 | MOTOR, SCUM PUMP 3B | E-S-C03-X | SAP001330 | [8 empty] | IE000000000010005660 | Inactive/Scrap/Retired |  |  |  |  | 0000000000 |  |  |  | EN |  |  | DLFL INAC INST |  | X |  | 00:00:00 | [7 empty] | US MOTORS | 9802690-392 |  |  | 2003 |  | 2003 |  | 1831010 |  |  |  |  | ACTV | 2013-03-16 | DZIWULS2 | 2012-02-22 | ZYNDAK | 2013-03-16 | M
10005661 | MOTOR, SUMP PUMP 4A | E-S-C03-X | SAP001331 | [8 empty] | IE000000000010005661 | Inactive/Scrap/Retired |  |  |  |  | 0000000000 |  |  |  | EN |  |  | DLFL INAC INST |  | X |  | 00:00:00 | [7 empty] | MARATHON | LYN145TTFR7027DE |  |  | 2003 |  | 2003 |  | 1831010 |  |  |  |  | ACTV | 2013-03-16 | DZIWULS2 | 2012-02-22 | ZYNDAK | 2013-03-16 | M
10005662 | MOTOR, SUMP PUMP 3A | E-S-C03-X | SAP001332 | [8 empty] | IE000000000010005662 | Inactive/Scrap/Retired |  |  |  |  | 0000000000 |  |  |  | EN |  |  | DLFL INAC INST |  | X |  | 00:00:00 | [7 empty] | RELIANCE |  |  |  | 2003 |  | 2003 |  | 1831010 |  |  |  |  | ACTV | 2013-03-16 | DZIWULS2 | 2012-02-22 | ZYNDAK | 2013-03-16 | M
10005668 | MOTOR, SUPERNATE PUMP 3A | E-S-C03-X | SAP001338 | [8 empty] | IE000000000010005668 | Inactive/Scrap/Retired |  |  |  |  | 0000000000 |  |  |  | EN |  |  | DLFL INAC INST |  | X |  | 00:00:00 | [11 empty] | 2003 |  | 2003 |  | 1831010 |  |  |  |  | ACTV | 2013-03-16 | DZIWULS2 | 2012-02-22 | ZYNDAK | 2013-03-16 | M
10005670 | MOTOR, WASTE ACTIVATED SLUDGE PUMP 3B | E-S-C03-X | SAP001340 | [8 empty] | IE000000000010005670 | Inactive/Scrap/Retired |  |  |  |  | 0000000000 |  |  |  | EN |  |  | DLFL INAC INST |  | X |  | 00:00:00 | [7 empty] | RELIANCE | 01BG91461601G 2 CA |  |  | 2003 |  | 2003 |  | 1831010 |  |  |  |  | ACTV | 2013-03-27 | DZIWULS2 | 2012-02-22 | ZYNDAK | 2013-03-27 | M
10005671 | MOTOR, SCUM PUMP 2B | E-S-C03-X | SAP001341 | [8 empty] | IE000000000010005671 | Inactive/Scrap/Retired |  |  |  |  | 0000000000 |  |  |  | EN |  |  | DLFL INAC INST |  | X |  | 00:00:00 | [11 empty] | 2003 |  | 2003 |  | 1831010 |  |  |  |  | ACTV | 2013-03-16 | DZIWULS2 | 2012-02-22 | ZYNDAK | 2013-03-16 | M
10005674 | MOTOR, WASTE ACTIVATED SLUDGE PUMP 3A | E-S-C03-X | SAP001344 | [8 empty] | IE000000000010005674 | Inactive/Scrap/Retired |  |  |  |  | 0000000000 |  |  |  | EN |  |  | DLFL INAC INST |  | X |  | 00:00:00 | [7 empty] | RELIANCE |  |  |  | 2003 |  | 2003 |  | 1831010 |  |  |  |  | ACTV | 2013-03-27 | DZIWULS2 | 2012-02-22 | ZYNDAK | 2013-03-27 | M
10005676 | MOTOR, POLYMER FEED PUMP 1 | E-S-C03-X | SAP001346 | [8 empty] | IE000000000010005676 | Inactive/Scrap/Retired |  |  |  |  | 0000000000 |  |  |  | EN |  |  | DLFL INAC INST |  | X |  | 00:00:00 | [11 empty] | 2003 |  | 2003 |  | 1831010 |  |  |  |  | ACTV | 2013-03-16 | DZIWULS2 | 2012-02-22 | ZYNDAK | 2013-03-16 | M
10005677 | MOTOR, THICKENER PUMP 1 | E-S-C03-X | SAP001347 | [8 empty] | IE000000000010005677 | Inactive/Scrap/Retired |  |  |  |  | 0000000000 |  |  |  | EN |  |  | DLFL INAC INST |  | X |  | 00:00:00 | [11 empty] | 2003 |  | 2003 |  | 1831010 |  |  |  |  | ACTV | 2013-03-16 | DZIWULS2 | 2012-02-22 | ZYNDAK | 2013-03-16 | M
10005678 | MOTOR, THICKENER PUMP 2 | E-S-C03-X | SAP001348 | [8 empty] | IE000000000010005678 | Inactive/Scrap/Retired |  |  |  |  | 0000000000 |  |  |  | EN |  |  | DLFL INAC INST |  | X |  | 00:00:00 | [7 empty] | BALDOR/RELIANCE | VM3611T |  |  | 2003 |  | 2003 |  | 1831010 |  |  |  |  | ACTV | 2013-03-16 | DZIWULS2 | 2012-02-22 | ZYNDAK | 2013-03-16 | M
10005679 | MOTOR, SUPERNATE PUMP B | E-S-C03-X | SAP001349 | [8 empty] | IE000000000010005679 | Inactive/Scrap/Retired |  |  |  |  | 0000000000 |  |  |  | EN |  |  | DLFL INAC INST |  | X |  | 00:00:00 | [11 empty] | 2003 |  | 2003 |  | 1831010 |  |  |  |  | ACTV | 2013-03-16 | DZIWULS2 | 2012-02-22 | ZYNDAK | 2013-03-16 | M
10005680 | MOTOR, SUMP PUMP | E-S-C03-X | SAP001350 | [8 empty] | IE000000000010005680 | Inactive/Scrap/Retired |  |  |  |  | 0000000000 |  |  |  | EN |  |  | DLFL INAC INST |  | X |  | 00:00:00 | [11 empty] | 2003 |  | 2003 |  | 1831010 |  |  |  |  | ACTV | 2013-03-15 | DZIWULS2 | 2012-02-22 | ZYNDAK | 2013-03-15 | M
10005683 | MOTOR, SUMP PUMP A | E-S-C03-X | SAP001353 | [8 empty] | IE000000000010005683 | Inactive/Scrap/Retired |  |  |  |  | 0000000000 |  |  |  | EN |  |  | DLFL INAC INST |  | X |  | 00:00:00 | [11 empty] | 2003 |  | 2003 |  | 1831010 |  |  |  |  | ACTV | 2013-03-15 | DZIWULS2 | 2012-02-22 | ZYNDAK | 2013-03-15 | M
10005684 | MOTOR, SUMP PUMP 2A | E-S-C03-X | SAP001354 | [8 empty] | IE000000000010005684 | Inactive/Scrap/Retired |  |  |  |  | 0000000000 |  |  |  | EN |  |  | DLFL INAC INST |  | X |  | 00:00:00 | [7 empty] | RELIANCE | P14G3237T-WE |  |  | 2003 |  | 2003 |  | 1831010 |  |  |  |  | ACTV | 2013-03-15 | DZIWULS2 | 2012-02-22 | ZYNDAK | 2013-03-15 | M
10005685 | MOTOR, SUMP PUMP 3B | E-S-C03-X | SAP001355 | [8 empty] | IE000000000010005685 | Inactive/Scrap/Retired |  |  |  |  | 0000000000 |  |  |  | EN |  |  | DLFL INAC INST |  | X |  | 00:00:00 | [7 empty] | RELIANCE | P14G3237T-WE |  |  | 2003 |  | 2003 |  | 1831010 |  |  |  |  | ACTV | 2013-03-15 | DZIWULS2 | 2012-02-22 | ZYNDAK | 2013-03-15 | M
10005686 | MOTOR, SUMP PUMP 3A | E-S-C03-X | SAP001356 | [8 empty] | IE000000000010005686 | Inactive/Scrap/Retired |  |  |  |  | 0000000000 |  |  |  | EN |  |  | DLFL INAC INST |  | X |  | 00:00:00 | [7 empty] | RELIANCE | P14G3237T-WE |  |  | 2003 |  | 2003 |  | 1831010 |  |  |  |  | ACTV | 2013-03-15 | DZIWULS2 | 2012-02-22 | ZYNDAK | 2013-03-15 | M
10005687 | MOTOR, SCUM PUMP 2A | E-S-C03-X | SAP001357 | [8 empty] | IE000000000010005687 | Inactive/Scrap/Retired |  |  |  |  | 0000000000 |  |  |  | EN |  |  | DLFL INAC INST |  | X |  | 00:00:00 | [7 empty] | US MOTORS | 98023980-392 |  |  | 2003 |  | 2003 |  | 1831010 |  |  |  |  | ACTV | 2013-03-16 | DZIWULS2 | 2012-02-22 | ZYNDAK | 2013-03-16 | M
10005688 | MOTOR, WASTE ACTIVATED SLUDGE PUMP 2B | E-S-C03-X | SAP001358 | [8 empty] | IE000000000010005688 | Inactive/Scrap/Retired |  |  |  |  | 0000000000 |  |  |  | EN |  |  | DLFL INAC INST |  | X |  | 00:00:00 | [7 empty] | RELIANCE |  |  |  | 2003 |  | 2003 |  | 1831010 |  |  |  |  | ACTV | 2013-03-27 | DZIWULS2 | 2012-02-22 | ZYNDAK | 2013-03-27 | M
10005689 | MOTOR, WASTE ACTIVATED SLUDGE PUMP 2A | E-S-C03-X | SAP001359 | [8 empty] | IE000000000010005689 | Inactive/Scrap/Retired |  |  |  |  | 0000000000 |  |  |  | EN |  |  | DLFL INAC INST |  | X |  | 00:00:00 | [7 empty] | RELIANCE | P28G7401 BB |  |  | 2003 |  | 2003 |  | 1831010 |  |  |  |  | ACTV | 2013-03-27 | DZIWULS2 | 2012-02-22 | ZYNDAK | 2013-03-27 | M
10005692 | MOTOR, SUMP PUMP B | E-S-C03-X | SAP001362 | [8 empty] | IE000000000010005692 | Inactive/Scrap/Retired |  |  |  |  | 0000000000 |  |  |  | EN |  |  | DLFL INAC INST |  | X |  | 00:00:00 | [11 empty] | 2003 |  | 2003 |  | 1831010 |  |  |  |  | ACTV | 2013-03-15 | DZIWULS2 | 2012-02-22 | ZYNDAK | 2013-03-15 | M
10005693 | MOTOR, SCUM PUMP 1B | E-S-C03-X | SAP001363 | [8 empty] | IE000000000010005693 | Inactive/Scrap/Retired |  |  |  |  | 0000000000 |  |  |  | EN |  |  | DLFL INAC INST |  | X |  | 00:00:00 | [7 empty] | US MOTORS | 9802380-392 |  |  | 2003 |  | 2003 |  | 1831010 |  |  |  |  | ACTV | 2013-03-16 | DZIWULS2 | 2012-02-22 | ZYNDAK | 2013-03-16 | M
10005694 | MOTOR, SCUM PUMP 1A | E-S-C03-X | SAP001364 | [8 empty] | IE000000000010005694 | Inactive/Scrap/Retired |  |  |  |  | 0000000000 |  |  |  | EN |  |  | DLFL INAC INST |  | X |  | 00:00:00 | [7 empty] | US MOTORS | 9802380-392 |  |  | 2003 |  | 2003 |  | 1831010 |  |  |  |  | ACTV | 2013-03-16 | DZIWULS2 | 2012-02-22 | ZYNDAK | 2013-03-16 | M
10005696 | MOTOR, THICKENER PUMP 3 | E-S-C03-X | SAP001366 | [8 empty] | IE000000000010005696 | Inactive/Scrap/Retired |  |  |  |  | 0000000000 |  |  |  | EN |  |  | DLFL INAC INST |  | X |  | 00:00:00 | [11 empty] | 2003 |  | 2003 |  | 1831010 |  |  |  |  | ACTV | 2013-03-16 | DZIWULS2 | 2012-02-22 | ZYNDAK | 2013-03-16 | M
10005697 | MOTOR, SUMP PUMP 2B | E-S-C03-X | SAP001367 | [8 empty] | IE000000000010005697 | Inactive/Scrap/Retired |  |  |  |  | 0000000000 |  |  |  | EN |  |  | DLFL INAC INST |  | X |  | 00:00:00 | [7 empty] | RELIANCE | P14G3237T-WE |  |  | 2003 |  | 2003 |  | 1831010 |  |  |  |  | ACTV | 2013-03-15 | DZIWULS2 | 2012-02-22 | ZYNDAK | 2013-03-15 | M
10005701 | PUMP, SUMP, 2A | E-S-C03-X | SAP001371 | [8 empty] | IE000000000010005701 | Inactive/Scrap/Retired |  |  |  |  | 0000000000 |  |  |  | EN |  |  | DLFL INAC INST |  | X |  | 00:00:00 | [11 empty] | 2003 |  | 2003 |  | 1831010 |  |  |  |  | ACTV | 2013-03-15 | DZIWULS2 | 2012-02-22 | ZYNDAK | 2013-03-15 | M
10005710 | PUMP, SUMP, 3B | E-S-C03-X | SAP001380 | [8 empty] | IE000000000010005710 | Inactive/Scrap/Retired |  |  |  |  | 0000000000 |  |  |  | EN |  |  | DLFL INAC INST |  | X |  | 00:00:00 | [7 empty] | WORTHINGTON | D1212 | Y677805 |  | 2003 |  | 2003 |  | 1831010 |  |  |  |  | ACTV | 2013-03-15 | DZIWULS2 | 2012-02-22 | ZYNDAK | 2013-03-15 | M
10005712 | PUMP, SUMP, 4B | E-S-C03-X | SAP001382 | [8 empty] | IE000000000010005712 | Inactive/Scrap/Retired |  |  |  |  | 0000000000 |  |  |  | EN |  |  | DLFL INAC INST |  | X |  | 00:00:00 | [7 empty] | WORTHINGTON | D1212 | Y677HH |  | 2003 |  | 2003 |  | 1831010 |  |  |  |  | ACTV | 2013-03-15 | DZIWULS2 | 2012-02-22 | ZYNDAK | 2013-03-15 | M
10005715 | PUMP, SUMP, 1B | E-S-C03-X | SAP001385 | [8 empty] | IE000000000010005715 | Inactive/Scrap/Retired |  |  |  |  | 0000000000 |  |  |  | EN |  |  | DLFL INAC INST |  | X |  | 00:00:00 | [7 empty] | WORTHINGTON | D1212 |  |  | 2003 |  | 2003 |  | 1831010 |  |  |  |  | ACTV | 2013-03-15 | DZIWULS2 | 2012-02-22 | ZYNDAK | 2013-03-15 | M
10005716 | PUMP, SUMP, 1A | E-S-C03-X | SAP001386 | [8 empty] | IE000000000010005716 | Inactive/Scrap/Retired |  |  |  |  | 0000000000 |  |  |  | EN |  |  | DLFL INAC INST |  | X |  | 00:00:00 | [7 empty] | WORTHINGTON | D1212 | Y677805K |  | 2003 |  | 2003 |  | 1831010 |  |  |  |  | ACTV | 2013-03-15 | DZIWULS2 | 2012-02-22 | ZYNDAK | 2013-03-15 | M
10005717 | PUMP 1, BIOCLARIFIER SAMPLE | E-S-C03-X | SAP001387 | [8 empty] | IE000000000010005717 | Inactive/Scrap/Retired |  |  |  |  | 0000000000 |  |  |  | EN |  |  | INAC INST |  | X |  | 00:00:00 | [11 empty] | 2003 |  | 2003 | PUMP | 1831010 |  |  |  |  | ACTV | 2014-04-30 | DZIWULS2 | 2012-02-22 | CURRENTJ | 2014-05-01 | M
10005720 | PUMP, SUMP, 2B | E-S-C03-X | SAP001390 | [8 empty] | IE000000000010005720 | Inactive/Scrap/Retired |  |  |  |  | 0000000000 |  |  |  | EN |  |  | DLFL INAC INST |  | X |  | 00:00:00 | [11 empty] | 2003 |  | 2003 |  | 1831010 |  |  |  |  | ACTV | 2013-03-15 | DZIWULS2 | 2012-02-22 | ZYNDAK | 2013-03-15 | M
10005721 | PUMP 6, CHEMICAL, HYPO | E-S-C03-X | SAP001391 | [8 empty] | IE000000000010005721 | Inactive/Scrap/Retired |  |  |  |  | 0000000000 |  |  |  | EN |  |  | DLFL INAC INST |  | X |  | 00:00:00 | [7 empty] | WATSON MARLOW | 71L/4CUS | NM32510302/0426 |  | 2003 |  | 2003 |  | 1831010 |  |  |  |  | ACTV | 2013-03-28 | DZIWULS2 | 2012-02-22 | ZYNDAK | 2013-03-28 | M
10005724 | PUMP, SUMP, 3A | E-S-C03-X | SAP001394 | [8 empty] | IE000000000010005724 | Inactive/Scrap/Retired |  |  |  |  | 0000000000 |  |  |  | EN |  |  | DLFL INAC INST |  | X |  | 00:00:00 | [7 empty] | WORTHINGTON | D1212 | Y677803 |  | 2003 |  | 2003 |  | 1831010 |  |  |  |  | ACTV | 2013-03-15 | DZIWULS2 | 2012-02-22 | ZYNDAK | 2013-03-15 | M
10005725 | PUMP 1, CHILLED WATER | E-S-C03-X | SAP001395 | [8 empty] | IE000000000010005725 | Inactive/Scrap/Retired |  |  |  |  | 0000000000 |  |  |  | EN |  |  | INST |  | X |  | 00:00:00 | [7 empty] | BELL GOSSETT | 289BFASB | 8471 |  | 2003 |  | 2003 | GENL | 1831010 |  |  |  |  | ACTV | 2016-01-12 | DZIWULS2 | 2012-02-22 | KAMINSKK | 2016-01-12 | M | E_PUMP
10005726 | PUMP, SUMP, 4A | E-S-C03-X | SAP001396 | [8 empty] | IE000000000010005726 | Inactive/Scrap/Retired |  |  |  |  | 0000000000 |  |  |  | EN |  |  | DLFL INAC INST |  | X |  | 00:00:00 | [7 empty] | WORTHINGTON |  |  |  | 2003 |  | 2003 |  | 1831010 |  |  |  |  | ACTV | 2013-03-15 | DZIWULS2 | 2012-02-22 | ZYNDAK | 2013-03-15 | M
10005734 | PUMP 2, CHILLED WATER | E-S-C03-X | SAP001404 | [8 empty] | IE000000000010005734 | Inactive/Scrap/Retired |  |  |  |  | 0000000000 |  |  |  | EN |  |  | INST |  | X |  | 00:00:00 | [7 empty] | BELL GOSSETT | 289BFASB |  |  | 2003 |  | 2003 | GENL | 1831010 |  |  |  |  | ACTV | 2016-01-12 | DZIWULS2 | 2012-02-22 | KAMINSKK | 2016-01-12 | M | E_PUMP
10005738 | PUMP 2, CHEMICAL, VACUUM FILTER PRESS | E-S-C03-X | SAP001408 | [8 empty] | IE000000000010005738 | Inactive/Scrap/Retired |  |  |  |  | 0000000000 |  |  |  | EN |  |  | INST |  | X |  | 00:00:00 | [11 empty] | 2003 |  | 2003 | GENL | 1831010 |  |  |  |  | ACTV | 2014-01-14 | DZIWULS2 | 2012-02-22 | CURRENTJ | 2014-05-01 | M
10005742 | PUMP, WASTE ACTIVATED SLUDGE, 3B | E-S-C03-X | SAP001412 | [8 empty] | IE000000000010005742 | Inactive/Scrap/Retired |  |  |  |  | 0000000000 |  |  |  | EN |  |  | DLFL INAC INST |  | X |  | 00:00:00 | [7 empty] | A W CHESTERTON |  | 10338HD |  | 2003 |  | 2003 |  | 1831010 |  |  |  |  | ACTV | 2013-03-27 | DZIWULS2 | 2012-02-22 | ZYNDAK | 2013-03-27 | M
10005743 | PUMP, WASTE ACTIVATED SLUDGE, 4A | E-S-C03-X | SAP001413 | [8 empty] | IE000000000010005743 | Inactive/Scrap/Retired |  |  |  |  | 0000000000 |  |  |  | EN |  |  | DLFL INAC INST |  | X |  | 00:00:00 | [7 empty] | A W CHESTERTON |  | 11186HD |  | 2003 |  | 2003 |  | 1831010 |  |  |  |  | ACTV | 2013-03-27 | DZIWULS2 | 2012-02-22 | ZYNDAK | 2013-03-27 | M
10005746 | PUMP 1, CHEMICAL, VACUUM FILTER PRESS | E-S-C03-X | SAP001416 | [8 empty] | IE000000000010005746 | Inactive/Scrap/Retired |  |  |  |  | 0000000000 |  |  |  | EN |  |  | INST |  | X |  | 00:00:00 | [11 empty] | 2003 |  | 2003 | GENL | 1831010 |  |  |  |  | ACTV | 2014-01-14 | DZIWULS2 | 2012-02-22 | CURRENTJ | 2014-05-01 | M
10005747 | PUMP, ASH, WATSON MARLOW SPX80 | E-S-C03-X | SAP001417 | [8 empty] | IE000000000010005747 | Inactive/Scrap/Retired |  |  |  |  | 0000000000 |  |  |  | EN |  |  | DLFL INAC INST |  | X |  | 00:00:00 | [7 empty] | WATSON MARLOW | BREDEL 80 SPX |  |  | 2003 |  | 2003 |  | 1831010 |  |  |  |  | ACTV | 2013-03-11 | DZIWULS2 | 2012-02-22 | MACNEILK | 2013-03-12 | M
10005748 | PUMP, WASTE ACTIVATED SLUDGE, 3A | E-S-C03-X | SAP001418 | [8 empty] | IE000000000010005748 | Inactive/Scrap/Retired |  |  |  |  | 0000000000 |  |  |  | EN |  |  | DLFL INAC INST |  | X |  | 00:00:00 | [7 empty] | WORTHINGTON | 6MF-11 | 78TP90191-5 |  | 2003 |  | 2003 |  | 1831010 |  |  |  |  | ACTV | 2013-03-27 | DZIWULS2 | 2012-02-22 | ZYNDAK | 2013-03-27 | M
10005749 | PUMP X, HIGH PRESSURE WATER | E-S-C03-X | SAP001419 | [8 empty] | IE000000000010005749 | Inactive/Scrap/Retired |  |  |  |  | 0000000000 |  |  |  | EN |  |  | INST |  | X |  | 00:00:00 | [11 empty] | 2003 |  | 2003 | GENL | 1831010 |  |  |  |  | ACTV | 2014-01-14 | DZIWULS2 | 2012-02-22 | CURRENTJ | 2014-05-01 | M
10005750 | PUMP, WASTE ACTIVATED SLUDGE, 4B | E-S-C03-X | SAP001420 | [8 empty] | IE000000000010005750 | Inactive/Scrap/Retired |  |  |  |  | 0000000000 |  |  |  | EN |  |  | DLFL INAC INST |  | X |  | 00:00:00 | [7 empty] | WORTHINGTON | 6MF-11 | 78TP90191-8 |  | 2003 |  | 2003 |  | 1831010 |  |  |  |  | ACTV | 2013-03-27 | DZIWULS2 | 2012-02-22 | ZYNDAK | 2013-03-27 | M
10005752 | PUMP 1, CHEMICAL, POLYMER | E-S-C03-X | SAP001422 | [8 empty] | IE000000000010005752 | Inactive/Scrap/Retired |  |  |  |  | 0000000000 |  |  |  | EN |  |  | INST |  | X |  | 00:00:00 | [11 empty] | 2003 |  | 2003 | GENL | 1831010 |  |  |  |  | ACTV | 2014-01-14 | DZIWULS2 | 2012-02-22 | CURRENTJ | 2014-05-01 | M
10005753 | PUMP 2, CHEMICAL, POLYMER | E-S-C03-X | SAP001423 | [8 empty] | IE000000000010005753 | Inactive/Scrap/Retired |  |  |  |  | 0000000000 |  |  |  | EN |  |  | INST |  | X |  | 00:00:00 | [11 empty] | 2003 |  | 2003 | GENL | 1831010 |  |  |  |  | ACTV | 2014-01-14 | DZIWULS2 | 2012-02-22 | CURRENTJ | 2014-05-01 | M
10005826 | STARTER, PUMP 1 & 2 | E-S-C03-X | SAP001496 | [8 empty] | IE000000000010005826 | Inactive/Scrap/Retired |  |  |  |  | 0000000000 |  |  |  | EN |  |  | INST |  | X |  | 00:00:00 | [7 empty] | CUTLER HAMMER | 3PF |  |  | 2003 |  | 2003 | CONTROL | 1831010 |  |  |  |  | ACTV | 2021-04-15 | DZIWULS2 | 2012-02-22 | PINTOM | 2021-04-15 | M | E_CONTROL
10026782 | MH - ELECTRIC AVE PUMP STATION | E-S-C03-X | 328001 | [8 empty] | IE000000000010026782 | Inactive/Scrap/Retired |  |  |  |  | 0000000000 |  |  |  | EN |  |  | INAC INST | MANHOLE BOM | X |  | 00:00:00 | [11 empty] | 2003 |  | 2003 | MANHOLE | 1831010 |  |  |  | 50000010 | ACTV | 2017-12-07 | DZIWULS2 | 2012-02-22 | PHILLIPP | 2022-11-23 | M | E_MANHOLE | 1123BD
10041147 | SAN SEWER - ELECTRIC AVE / PUMP STATION | E-S-C03-X | 328001-PS | [8 empty] | IE000000000010041147 | Inactive/Scrap/Retired |  |  |  |  | 0000000000 |  |  |  | EN |  |  | INAC INST |  | X |  | 00:00:00 | [11 empty] | 2003 |  | 2003 | SEWER | 1831010 |  |  |  |  | ACTV | 2017-12-07 | DZIWULS2 | 2012-02-22 | PINTOM | 2017-12-07 | M | E_SEWER | 111EC5
10062378 | GENERATOR, 13, 15 KW, GRINDER PUMP | E-S-C03-X | 55450 | [8 empty] | IE000000000010062378 | Inactive/Scrap/Retired |  |  |  |  | 0000000000 |  |  |  | EN |  |  | INAC INST |  | X |  | 00:00:00 |  |  | USD |  | 206660 |  |  | ONAN | 150JC-3CR/6598A | 6830670618 |  | 2003 |  | 2003 | PORTGEN | 1831010 |  |  |  |  | ACTV | 2018-11-27 | DZIWULS2 | 2012-02-22 | PINTOM | 2018-11-27 | V | E_PORTGEN
10062420 | PUMP, 2" HONDA, TRASH | E-S-C03-X | 28167 | [8 empty] | IE000000000010062420 | Inactive/Scrap/Retired |  |  |  |  | 0000000000 |  |  |  | EN |  |  | INST |  | X |  | 00:00:00 |  |  | USD |  |  |  |  | HONDA | WT20X | WAAJ-1020725 |  | 2003 |  | 2003 | PORTPUMP | 1831010 |  |  |  |  | ACTV | 2019-12-06 | DZIWULS2 | 2012-02-22 | PINTOM | 2019-12-06 | V | E_PORTPUMP
10062445 | PUMP, 6", FORD, GAS, #04 | E-S-C03-X | 28304 | [8 empty] | IE000000000010062445 | Inactive/Scrap/Retired |  |  |  |  | 0000000000 |  |  |  | EN |  |  | DLFL INAC INST |  | X |  | 00:00:00 |  |  | USD |  | 181317 |  |  |  | GORMAN RUPP 16C2-F24 | 594898 |  | 2003 |  | 2003 | PORTPUMP | 1831010 |  |  |  |  | ACTV | 2014-03-04 | DZIWULS2 | 2012-02-22 | PINTOM | 2014-03-04 | V | E_PORTPUMP
10062446 | PUMP, 6", FORD, GAS, #03 | E-S-C03-X | 28305 | [8 empty] | IE000000000010062446 | Inactive/Scrap/Retired |  |  |  |  | 0000000000 |  |  |  | EN |  |  | DLFL INAC INST |  | X |  | 00:00:00 |  |  | USD |  | 181318 |  |  |  | GORMAN RUPP 16C2-F24 | 594897 |  | 2003 |  | 2003 | PORTPUMP | 1831010 |  |  |  |  | ACTV | 2014-03-04 | DZIWULS2 | 2012-02-22 | PINTOM | 2014-03-04 | V | E_PORTPUMP
10062447 | DELETE PUMP 9, 4", WISCONSIN | E-S-C03-X | [9 empty] | IE000000000010062447 | Inactive/Scrap/Retired |  |  |  |  | 0000000000 |  |  |  | EN |  |  | DLFL INAC INST |  | X |  | 00:00:00 |  |  | USD |  | 181319 |  |  |  | GORMAN RUPP 14C2-VH4 | 628916 |  | 2003 |  | 2003 | GENL | 1831010 |  |  |  |  | ACTV | 2013-01-30 | DZIWULS2 | 2012-02-22 | MACNEILK | 2013-03-12 | V | E_SCRAP
10062448 | PUMP, 2" GORMAN RUPP, TRASH | E-S-C03-X | 28307 | [8 empty] | IE000000000010062448 | Inactive/Scrap/Retired |  |  |  |  | 0000000000 |  |  |  | EN |  |  | INST |  | X |  | 00:00:00 |  |  | USD |  | 181382 |  |  | GORMAN RUPP | 82D8 | 563844 |  | 2003 |  | 2003 | PORTPUMP | 1831010 |  |  |  |  | ACTV | 2019-12-06 | DZIWULS2 | 2012-02-22 | PINTOM | 2019-12-06 | V | E_PORTPUMP
10062451 | PUMP, 2" HONDA | E-S-C03-X | 28310 | [8 empty] | IE000000000010062451 | Inactive/Scrap/Retired |  |  |  |  | 0000000000 |  |  |  | EN |  |  | INST |  | X |  | 00:00:00 |  |  | USD |  | 213095 |  |  | HONDA | WB20X |  |  | 2003 |  | 2003 | PORTPUMP | 1831010 |  |  |  |  | ACTV | 2019-12-06 | DZIWULS2 | 2012-02-22 | PINTOM | 2019-12-06 | V | E_PORTPUMP
10062452 | DELETE PUMP, TRASH, HONDA SURPLUS | E-S-C03-X | [9 empty] | IE000000000010062452 | Inactive/Scrap/Retired |  |  |  |  | 0000000000 |  |  |  | EN |  |  | DLFL INAC INST |  | X |  | 00:00:00 |  |  | USD |  | 213154 |  |  |  | HONDA WB20X | 3008641 |  | 2003 |  | 2003 | GENL | 1831010 |  |  |  |  | ACTV | 2013-01-30 | DZIWULS2 | 2012-02-22 | MACNEILK | 2013-03-12 | V | E_SCRAP
10062455 | PUMP, 6" GORMAN RUPP, DIESEL, #13 | E-S-C03-X | 28314 | [8 empty] | IE000000000010062455 | Inactive/Scrap/Retired |  |  |  |  | 0000000000 |  |  |  | EN |  |  | INST |  | X |  | 00:00:00 |  |  | USD |  | 508426 |  |  | GORMAN-RUPP | 16D2-F2L | 896108 |  | 2003 | F03 | 2003 | GENL | 1831010 | CM03_100 | V03 |  |  | ACTV | 2015-06-05 | DZIWULS2 | 2012-02-22 | LALLIR | 2015-06-05 | V | E_PORTPUMP
10062458 | PUMP, 4" CH&E, #08 | E-S-C03-X | 28318 | [8 empty] | IE000000000010062458 | Inactive/Scrap/Retired |  |  |  |  | 0000000000 |  |  |  | EN |  |  | INAC INST |  | X |  | 00:00:00 |  |  | USD |  |  |  |  | CH & E | VH4D | 401516 |  | 2003 |  | 2003 | PORTPUMP | 1831010 |  |  |  |  | ACTV | 2019-03-14 | DZIWULS2 | 2012-02-22 | PINTOM | 2019-03-14 | V | E_PORTPUMP
10062459 | PUMP, 4" GORMAN RUPP, #07 | E-S-C03-X | 28319 | [8 empty] | IE000000000010062459 | Inactive/Scrap/Retired |  |  |  |  | 0000000000 |  |  |  | EN |  |  | DLFL INAC INST |  | X |  | 00:00:00 |  |  | USD |  |  |  |  | GORMAN-RUPP | VH4D | 472138 |  | 2003 |  | 2003 | PORTPUMP | 1831010 |  |  |  |  | ACTV | 2014-03-04 | DZIWULS2 | 2012-02-22 | PINTOM | 2014-03-04 | V | E_PORTPUMP
10062460 | PUMP, GASOLINE | E-S-C03-X | 28320 | [8 empty] | IE000000000010062460 | Inactive/Scrap/Retired |  |  |  |  | 0000000000 |  |  |  | EN |  |  | INST |  | X |  | 00:00:00 |  |  | USD |  | 149785 |  |  |  | GAS BOY G2 |  |  | 2003 |  | 2003 | GENL | 1831010 |  |  |  |  | ACTV | 2014-02-13 | DZIWULS2 | 2012-02-22 | KAMINSKK | 2014-02-13 | V | E_PORTPUMP
10062463 | PUMP, 3", HOMELITE, TRASH | E-S-C03-X | 28324 | [8 empty] | IE000000000010062463 | Inactive/Scrap/Retired |  |  |  |  | 0000000000 |  |  |  | EN |  |  | DLFL INAC INST |  | X |  | 00:00:00 |  |  | USD | [5 empty] | 120TP3-16 | HN1200037 |  | 2003 |  | 2003 | PORTPUMP | 1831010 |  |  |  |  | ACTV | 2014-03-04 | DZIWULS2 | 2012-02-22 | PINTOM | 2014-03-04 | V | E_PORTPUMP
10062466 | DELETE PUMP 12, 4", GORMAN RUPP | E-S-C03-X | [9 empty] | IE000000000010062466 | Inactive/Scrap/Retired |  |  |  |  | 0000000000 |  |  |  | EN |  |  | DLFL INAC INST |  | X |  | 00:00:00 |  |  | USD |  |  |  |  | GORMAN-RUPP |  | 610478 |  | 2003 |  | 2003 | GENL | 1831010 |  |  |  |  | ACTV | 2013-01-30 | DZIWULS2 | 2012-02-22 | MACNEILK | 2013-03-12 | V | E_SCRAP
10062467 | PUMP, 6", FORD, DIESEL, #15 | E-S-C03-X | 28519 | [8 empty] | IE000000000010062467 | Inactive/Scrap/Retired |  |  |  |  | 0000000000 |  |  |  | EN |  |  | DLFL INAC INST |  | X |  | 00:00:00 |  |  | USD |  |  |  |  | FORD |  | 40967 |  | 2003 |  | 2003 | PORTPUMP | 1831010 |  |  |  |  | ACTV | 2014-03-04 | DZIWULS2 | 2012-02-22 | PINTOM | 2014-03-04 | V | E_PORTPUMP
10062472 | PUMP, 4" CH&E, TRASH, #4-1 | E-S-C03-X | 6-LA-4-1 | [8 empty] | IE000000000010062472 | Inactive/Scrap/Retired |  |  |  |  | 0000000000 |  |  |  | EN |  |  | DLFL INAC INST |  | X |  | 00:00:00 |  |  | USD |  | 508428 |  |  | C.H.&E. | 2884W | 2884P153 |  | 2003 |  | 2003 | PORTPUMP | 1831010 |  |  |  |  | ACTV | 2014-03-04 | DZIWULS2 | 2012-02-22 | PINTOM | 2014-03-04 | V | E_PORTPUMP
10062473 | PUMP | E-S-C03-X | 70714 | [8 empty] | IE000000000010062473 | Inactive/Scrap/Retired |  |  |  |  | 0000000000 |  |  |  | EN |  |  | DLFL INAC INST |  | X |  | 00:00:00 |  |  | USD | [8 empty] | 2003 |  | 2003 | PORTPUMP | 1831010 |  |  |  |  | ACTV | 2012-12-13 | DZIWULS2 | 2012-02-22 | MACNEILK | 2013-03-12 | V | E_SCRAP
10062914 | PUMP, GRINDER, E-ONE | E-S-C03-X | 314G001A | [8 empty] | IE000000000010062914 | Inactive/Scrap/Retired |  |  |  |  | 0000000000 |  |  |  | EN |  |  | INST |  | X |  | 00:00:00 | [8 empty] | EXTREME SERIES AMGP | WH369999 |  | 2003 |  | 2003 | GRINDER | 1831010 |  |  |  |  | ACTV | 2021-02-11 | DZIWULS2 | 2012-03-02 | PHILLIPP | 2022-10-11 | M | E_GRINDER
10062915 | MYERS GRINDER PUMP | E-S-C03-X | 318G001A | [8 empty] | IE000000000010062915 | Inactive/Scrap/Retired |  |  |  |  | 0000000000 |  |  |  | EN |  |  | DLFL INAC INST |  | X |  | 00:00:00 | [8 empty] | WG20 |  |  | 2003 |  | 2003 |  | 1831010 |  |  |  |  | ACTV | 2013-10-23 | DZIWULS2 | 2012-03-02 | ZYNDAK | 2013-10-23 | M
10062916 | MYERS GRINDER PUMP | E-S-C03-X | 318G002A | [8 empty] | IE000000000010062916 | Inactive/Scrap/Retired |  |  |  |  | 0000000000 |  |  |  | EN |  |  | DLFL INAC INST |  | X |  | 00:00:00 | [8 empty] | WG20 |  |  | 2003 |  | 2003 |  | 1831010 |  |  |  |  | ACTV | 2013-03-11 | DZIWULS2 | 2012-03-02 | MACNEILK | 2013-03-12 | M
10062919 | PUMP, GRINDER, MYERS | E-S-C03-X | 321G003A | [8 empty] | IE000000000010062919 | Inactive/Scrap/Retired |  |  |  |  | 0000000000 |  |  |  | EN |  |  | INST |  | X |  | 00:00:00 | [8 empty] | WG20 |  |  | 2003 |  | 2003 | GRINDER | 1831010 |  |  |  |  | ACTV | 2021-02-18 | DZIWULS2 | 2012-03-02 | PINTOM | 2021-02-18 | M | E_GRINDER
10062921 | MYERS GRINDER PUMP | E-S-C03-X | 321G005A | [8 empty] | IE000000000010062921 | Inactive/Scrap/Retired |  |  |  |  | 0000000000 |  |  |  | EN |  |  | DLFL INAC INST |  | X |  | 00:00:00 | [8 empty] | WG20 |  |  | 2003 |  | 2003 |  | 1831010 |  |  |  |  | ACTV | 2013-03-11 | DZIWULS2 | 2012-03-02 | MACNEILK | 2013-03-12 | M
10062922 | PUMP, GRINDER, E-ONE | E-S-C03-X | 321G006A | [8 empty] | IE000000000010062922 | Inactive/Scrap/Retired |  |  |  |  | 0000000000 |  |  |  | EN |  |  | INST |  | X |  | 00:00:00 | [8 empty] | EXTREME SERIES AMGP | WH337924 |  | 2003 |  | 2003 | GRINDER | 1831010 |  |  |  |  | ACTV | 2022-10-11 | DZIWULS2 | 2012-03-02 | PHILLIPP | 2022-10-11 | M | E_GRINDER
10062923 | MYERS GRINDER PUMP | E-S-C03-X | 321G007A | [8 empty] | IE000000000010062923 | Inactive/Scrap/Retired |  |  |  |  | 0000000000 |  |  |  | EN |  |  | DLFL INAC INST |  | X |  | 00:00:00 | [8 empty] | WG20 |  |  | 2003 |  | 2003 |  | 1831010 |  |  |  |  | ACTV | 2013-03-11 | DZIWULS2 | 2012-03-02 | MACNEILK | 2013-03-12 | M
10062924 | MYERS GRINDER PUMP | E-S-C03-X | 321G008A | [8 empty] | IE000000000010062924 | Inactive/Scrap/Retired |  |  |  |  | 0000000000 |  |  |  | EN |  |  | DLFL INAC INST |  | X |  | 00:00:00 | [8 empty] | WG20 |  |  | 2003 |  | 2003 |  | 1831010 |  |  |  |  | ACTV | 2013-03-11 | DZIWULS2 | 2012-03-02 | MACNEILK | 2013-03-12 | M
10062927 | MYERS GRINDER PUMP | E-S-C03-X | 321G011A | [8 empty] | IE000000000010062927 | Inactive/Scrap/Retired |  |  |  |  | 0000000000 |  |  |  | EN |  |  | DLFL INAC INST |  | X |  | 00:00:00 | [8 empty] | WG20 |  |  | 2003 |  | 2003 |  | 1831010 |  |  |  |  | ACTV | 2013-03-11 | DZIWULS2 | 2012-03-02 | MACNEILK | 2013-03-12 | M
10062932 | MYERS GRINDER PUMP | E-S-C03-X | 321G016A | [8 empty] | IE000000000010062932 | Inactive/Scrap/Retired |  |  |  |  | 0000000000 |  |  |  | EN |  |  | DLFL INAC INST |  | X |  | 00:00:00 | [8 empty] | WG20 |  |  | 2003 |  | 2003 |  | 1831010 |  |  |  |  | ACTV | 2013-03-11 | DZIWULS2 | 2012-03-02 | MACNEILK | 2013-03-12 | M
10062933 | MYERS GRINDER PUMP | E-S-C03-X | 321G017A | [8 empty] | IE000000000010062933 | Inactive/Scrap/Retired |  |  |  |  | 0000000000 |  |  |  | EN |  |  | DLFL INAC INST |  | X |  | 00:00:00 | [8 empty] | WG20 |  |  | 2003 |  | 2003 |  | 1831010 |  |  |  |  | ACTV | 2013-03-11 | DZIWULS2 | 2012-03-02 | MACNEILK | 2013-03-12 | M
10062937 | PUMP, GRINDER, MYERS | E-S-C03-X | 323G001A | [8 empty] | IE000000000010062937 | Inactive/Scrap/Retired |  |  |  |  | 0000000000 |  |  |  | EN |  |  | INAC INST |  | X |  | 00:00:00 | [8 empty] | WG20 |  |  | 2003 |  | 2003 | GRINDER | 1831010 |  |  |  |  | ACTV | 2016-05-23 | DZIWULS2 | 2012-03-02 | PINTOM | 2016-05-23 | M | E_GRINDER
10062938 | MYERS GRINDER PUMP | E-S-C03-X | 324G001A | [8 empty] | IE000000000010062938 | Inactive/Scrap/Retired |  |  |  |  | 0000000000 |  |  |  | EN |  |  | INST |  | X |  | 00:00:00 | [8 empty] | WG20 |  |  | 2003 |  | 2003 | GRINDER | 1831010 |  |  |  |  | ACTV | 2014-10-29 | DZIWULS2 | 2012-03-02 | PINTOM | 2014-10-29 | M | E_GRINDER
10062939 | PUMP, GRINDER, MYERS | E-S-C03-X | 324G002A | [8 empty] | IE000000000010062939 | Inactive/Scrap/Retired |  |  |  |  | 0000000000 |  |  |  | EN |  |  | INAC INST |  | X |  | 00:00:00 | [8 empty] | WG20 |  |  | 2003 |  | 2003 | GRINDER | 1831010 |  |  |  |  | ACTV | 2016-06-16 | DZIWULS2 | 2012-03-02 | PINTOM | 2016-06-16 | M | E_GRINDER
10062940 | MYERS GRINDER PUMP | E-S-C03-X | 324G003A | [8 empty] | IE000000000010062940 | Inactive/Scrap/Retired |  |  |  |  | 0000000000 |  |  |  | EN |  |  | INST |  | X |  | 00:00:00 | [8 empty] | WG20 |  |  | 2003 |  | 2003 | GRINDER | 1831010 |  |  |  |  | ACTV | 2014-10-17 | DZIWULS2 | 2012-03-02 | PINTOM | 2014-10-17 | M | E_GRINDER
10062941 | MYERS GRINDER PUMP | E-S-C03-X | 324G004A | [8 empty] | IE000000000010062941 | Inactive/Scrap/Retired |  |  |  |  | 0000000000 |  |  |  | EN |  |  | INST |  | X |  | 00:00:00 | [8 empty] | WG20 |  |  | 2003 |  | 2003 | GRINDER | 1831010 |  |  |  |  | ACTV | 2014-10-29 | DZIWULS2 | 2012-03-02 | PINTOM | 2014-10-29 | M | E_GRINDER
10062942 | MYERS GRINDER PUMP | E-S-C03-X | 324G005A | [8 empty] | IE000000000010062942 | Inactive/Scrap/Retired |  |  |  |  | 0000000000 |  |  |  | EN |  |  | INST |  | X |  | 00:00:00 | [8 empty] | WG20 |  |  | 2003 |  | 2003 | GRINDER | 1831010 |  |  |  |  | ACTV | 2014-11-05 | DZIWULS2 | 2012-03-02 | PINTOM | 2014-11-05 | M | E_GRINDER
10062943 | MYERS GRINDER PUMP | E-S-C03-X | 324G006A | [8 empty] | IE000000000010062943 | Inactive/Scrap/Retired |  |  |  |  | 0000000000 |  |  |  | EN |  |  | INST |  | X |  | 00:00:00 | [8 empty] | WG20 |  |  | 2003 |  | 2003 | GRINDER | 1831010 |  |  |  |  | ACTV | 2014-10-29 | DZIWULS2 | 2012-03-02 | PINTOM | 2014-10-29 | M | E_GRINDER
10062944 | PUMP, GRINDER, MYERS | E-S-C03-X | 324G007A | [8 empty] | IE000000000010062944 | Inactive/Scrap/Retired |  |  |  |  | 0000000000 |  |  |  | EN |  |  | INAC INST |  | X |  | 00:00:00 | [8 empty] | WG20 |  |  | 2003 |  | 2003 | GRINDER | 1831010 |  |  |  |  | ACTV | 2016-01-06 | DZIWULS2 | 2012-03-02 | PINTOM | 2016-01-06 | M | E_GRINDER
10062945 | MYERS GRINDER PUMP | E-S-C03-X | 324G008A | [8 empty] | IE000000000010062945 | Inactive/Scrap/Retired |  |  |  |  | 0000000000 |  |  |  | EN |  |  | INAC INST |  | X |  | 00:00:00 | [8 empty] | WG20 |  |  | 2003 |  | 2003 | GRINDER | 1831010 |  |  |  |  | ACTV | 2015-07-31 | DZIWULS2 | 2012-03-02 | PINTOM | 2015-07-31 | M | E_GRINDER
10062946 | PUMP, GRINDER, MYERS | E-S-C03-X | 324G009A | [8 empty] | IE000000000010062946 | Inactive/Scrap/Retired |  |  |  |  | 0000000000 |  |  |  | EN |  |  | INST |  | X |  | 00:00:00 | [8 empty] | WG20 |  |  | 2003 |  | 2003 | GRINDER | 1831010 |  |  |  |  | ACTV | 2016-05-17 | DZIWULS2 | 2012-03-02 | PINTOM | 2016-05-17 | M | E_GRINDER
10062947 | PUMP, GRINDER, MYERS | E-S-C03-X | 324G010A | [8 empty] | IE000000000010062947 | Inactive/Scrap/Retired |  |  |  |  | 0000000000 |  |  |  | EN |  |  | DLFL INAC INST |  | X |  | 00:00:00 | [8 empty] | WG20 |  |  | 2003 |  | 2003 | GRINDER | 1831010 |  |  |  |  | ACTV | 2016-05-17 | DZIWULS2 | 2012-03-02 | PINTOM | 2016-05-17 | M | E_GRINDER
10062948 | PUMP, GRINDER, MYERS | E-S-C03-X | 324G011A | [8 empty] | IE000000000010062948 | Inactive/Scrap/Retired |  |  |  |  | 0000000000 |  |  |  | EN |  |  | INAC INST |  | X |  | 00:00:00 | [8 empty] | WG20 |  |  | 2003 |  | 2003 | GRINDER | 1831010 |  |  |  |  | ACTV | 2016-06-01 | DZIWULS2 | 2012-03-02 | PINTOM | 2016-06-01 | M | E_GRINDER
10062949 | PUMP, GRINDER, MYERS | E-S-C03-X | 324G012A | [8 empty] | IE000000000010062949 | Inactive/Scrap/Retired |  |  |  |  | 0000000000 |  |  |  | EN |  |  | INAC INST |  | X |  | 00:00:00 | [8 empty] | WG20 |  |  | 2003 |  | 2003 | GRINDER | 1831010 |  |  |  |  | ACTV | 2016-06-01 | DZIWULS2 | 2012-03-02 | PINTOM | 2016-06-01 | M | E_GRINDER
10062950 | PUMP, GRINDER, MYERS | E-S-C03-X | 324G013A | [8 empty] | IE000000000010062950 | Inactive/Scrap/Retired |  |  |  |  | 0000000000 |  |  |  | EN |  |  | INAC INST |  | X |  | 00:00:00 | [8 empty] | WG20 |  |  | 2003 |  | 2003 | GRINDER | 1831010 |  |  |  |  | ACTV | 2016-06-02 | DZIWULS2 | 2012-03-02 | PINTOM | 2016-06-02 | M | E_GRINDER
10062951 | PUMP, GRINDER, MYERS | E-S-C03-X | 324G014A | [8 empty] | IE000000000010062951 | Inactive/Scrap/Retired |  |  |  |  | 0000000000 |  |  |  | EN |  |  | INAC INST |  | X |  | 00:00:00 | [8 empty] | WG20 |  |  | 2003 |  | 2003 | GRINDER | 1831010 |  |  |  |  | ACTV | 2016-06-01 | DZIWULS2 | 2012-03-02 | PINTOM | 2016-06-01 | M | E_GRINDER
10062952 | PUMP, GRINDER, MYERS | E-S-C03-X | 324G015A | [8 empty] | IE000000000010062952 | Inactive/Scrap/Retired |  |  |  |  | 0000000000 |  |  |  | EN |  |  | INST |  | X |  | 00:00:00 | [8 empty] | WG20 |  |  | 2003 |  | 2003 | GRINDER | 1831010 |  |  |  |  | ACTV | 2016-06-13 | DZIWULS2 | 2012-03-02 | PINTOM | 2016-06-13 | M | E_GRINDER
10062953 | PUMP, GRINDER, MYERS | E-S-C03-X | 324G016A | [8 empty] | IE000000000010062953 | Inactive/Scrap/Retired |  |  |  |  | 0000000000 |  |  |  | EN |  |  | INAC INST |  | X |  | 00:00:00 | [8 empty] | WG20 |  |  | 2003 |  | 2003 | GRINDER | 1831010 |  |  |  |  | ACTV | 2016-06-14 | DZIWULS2 | 2012-03-02 | PINTOM | 2016-06-14 | M | E_GRINDER
10062954 | MYERS GRINDER PUMP | E-S-C03-X | 325G001A | [8 empty] | IE000000000010062954 | Inactive/Scrap/Retired |  |  |  |  | 0000000000 |  |  |  | EN |  |  | DLFL INAC INST |  | X |  | 00:00:00 | [8 empty] | WG20 |  |  | 2003 |  | 2003 |  | 1831010 |  |  |  |  | ACTV | 2013-06-13 | DZIWULS2 | 2012-03-02 | ZYNDAK | 2013-06-13 | M
10062955 | MYERS GRINDER PUMP | E-S-C03-X | 325G002A | [8 empty] | IE000000000010062955 | Inactive/Scrap/Retired |  |  |  |  | 0000000000 |  |  |  | EN |  |  | DLFL INAC INST |  | X |  | 00:00:00 | [8 empty] | WG20 |  |  | 2003 |  | 2003 |  | 1831010 |  |  |  |  | ACTV | 2013-03-11 | DZIWULS2 | 2012-03-02 | MACNEILK | 2013-03-12 | M
10062956 | PUMP, GRINDER, E-ONE | E-S-C03-X | 325G003A | [8 empty] | IE000000000010062956 | Inactive/Scrap/Retired |  |  |  |  | 0000000000 |  |  |  | EN |  |  | INST |  | X |  | 00:00:00 | [8 empty] | EXTREME SERIES AMGP | WH407506 |  | 2003 |  | 2003 | GRINDER | 1831010 |  |  |  |  | ACTV | 2021-11-29 | DZIWULS2 | 2012-03-02 | PINTOM | 2021-11-29 | M | E_GRINDER
10062957 | MYERS GRINDER PUMP | E-S-C03-X | 325G004A | [8 empty] | IE000000000010062957 | Inactive/Scrap/Retired |  |  |  |  | 0000000000 |  |  |  | EN |  |  | DLFL INAC INST |  | X |  | 00:00:00 | [8 empty] | WG20 |  |  | 2003 |  | 2003 |  | 1831010 |  |  |  |  | ACTV | 2013-03-12 | DZIWULS2 | 2012-03-02 | MACNEILK | 2013-03-12 | M
10062958 | MYERS GRINDER PUMP | E-S-C03-X | 325G005A | [8 empty] | IE000000000010062958 | Inactive/Scrap/Retired |  |  |  |  | 0000000000 |  |  |  | EN |  |  | DLFL INAC INST |  | X |  | 00:00:00 | [8 empty] | WG20 |  |  | 2003 |  | 2003 |  | 1831010 |  |  |  |  | ACTV | 2013-03-12 | DZIWULS2 | 2012-03-02 | MACNEILK | 2013-03-12 | M
10062959 | MYERS GRINDER PUMP | E-S-C03-X | 325G006A | [8 empty] | IE000000000010062959 | Inactive/Scrap/Retired |  |  |  |  | 0000000000 |  |  |  | EN |  |  | DLFL INAC INST |  | X |  | 00:00:00 | [8 empty] | WG20 |  |  | 2003 |  | 2003 |  | 1831010 |  |  |  |  | ACTV | 2013-03-12 | DZIWULS2 | 2012-03-02 | MACNEILK | 2013-03-12 | M
10062960 | MYERS GRINDER PUMP | E-S-C03-X | 325G007A | [8 empty] | IE000000000010062960 | Inactive/Scrap/Retired |  |  |  |  | 0000000000 |  |  |  | EN |  |  | DLFL INAC INST |  | X |  | 00:00:00 | [8 empty] | WG20 |  |  | 2003 |  | 2003 |  | 1831010 |  |  |  |  | ACTV | 2013-03-12 | DZIWULS2 | 2012-03-02 | MACNEILK | 2013-03-12 | M
10062961 | MYERS GRINDER PUMP | E-S-C03-X | 325G008A | [8 empty] | IE000000000010062961 | Inactive/Scrap/Retired |  |  |  |  | 0000000000 |  |  |  | EN |  |  | DLFL INAC INST |  | X |  | 00:00:00 | [8 empty] | WG20 |  |  | 2003 |  | 2003 |  | 1831010 |  |  |  |  | ACTV | 2013-03-12 | DZIWULS2 | 2012-03-02 | MACNEILK | 2013-03-12 | M
10062964 | PUMP, GRINDER, MYERS | E-S-C03-X | 325G011A | [8 empty] | IE000000000010062964 | Inactive/Scrap/Retired |  |  |  |  | 0000000000 |  |  |  | EN |  |  | INAC INST |  | X |  | 00:00:00 | [8 empty] | WG20 |  |  | 2003 |  | 2003 | GRINDER | 1831010 |  |  |  |  | ACTV | 2016-06-24 | DZIWULS2 | 2012-03-02 | PINTOM | 2016-06-24 | M | E_GRINDER
10062965 | MYERS GRINDER PUMP | E-S-C03-X | 326G001A | [8 empty] | IE000000000010062965 | Inactive/Scrap/Retired |  |  |  |  | 0000000000 |  |  |  | EN |  |  | INST |  | X |  | 00:00:00 | [8 empty] | WG20 |  |  | 2003 |  | 2003 | GRINDER | 1831010 |  |  |  |  | ACTV | 2014-06-23 | DZIWULS2 | 2012-03-02 | PINTOM | 2014-06-23 | M | E_GRINDER
10062967 | MYERS GRINDER PUMP | E-S-C03-X | 326G003A | [8 empty] | IE000000000010062967 | Inactive/Scrap/Retired |  |  |  |  | 0000000000 |  |  |  | EN |  |  | INST |  | X |  | 00:00:00 | [8 empty] | WG20 |  |  | 2003 |  | 2003 | GRINDER | 1831010 |  |  |  |  | ACTV | 2014-08-07 | DZIWULS2 | 2012-03-02 | PINTOM | 2014-08-07 | M | E_GRINDER
10062968 | PUMP, GRINDER, MYERS | E-S-C03-X | 326G004A | [8 empty] | IE000000000010062968 | Inactive/Scrap/Retired |  |  |  |  | 0000000000 |  |  |  | EN |  |  | INAC INST |  | X |  | 00:00:00 | [8 empty] | WG20 |  |  | 2003 |  | 2003 | GRINDER | 1831010 |  |  |  |  | ACTV | 2017-09-13 | DZIWULS2 | 2012-03-02 | PINTOM | 2017-09-13 | M | E_GRINDER
10062970 | MYERS GRINDER PUMP | E-S-C03-X | 326G006A | [8 empty] | IE000000000010062970 | Inactive/Scrap/Retired |  |  |  |  | 0000000000 |  |  |  | EN |  |  | INST |  | X |  | 00:00:00 | [8 empty] | WG20 |  |  | 2003 |  | 2003 | GRINDER | 1831010 |  |  |  |  | ACTV | 2014-05-29 | DZIWULS2 | 2012-03-02 | PINTOM | 2014-05-29 | M | E_GRINDER
10062972 | MYERS GRINDER PUMP | E-S-C03-X | 326G008A | [8 empty] | IE000000000010062972 | Inactive/Scrap/Retired |  |  |  |  | 0000000000 |  |  |  | EN |  |  | INST |  | X |  | 00:00:00 | [8 empty] | WG20 |  |  | 2003 |  | 2003 | GRINDER | 1831010 |  |  |  |  | ACTV | 2014-05-22 | DZIWULS2 | 2012-03-02 | PINTOM | 2014-05-22 | M | E_GRINDER
10062973 | MYERS GRINDER PUMP | E-S-C03-X | 326G009A | [8 empty] | IE000000000010062973 | Inactive/Scrap/Retired |  |  |  |  | 0000000000 |  |  |  | EN |  |  | INST |  | X |  | 00:00:00 | [8 empty] | WG20 |  |  | 2003 |  | 2003 | GRINDER | 1831010 |  |  |  |  | ACTV | 2014-05-01 | DZIWULS2 | 2012-03-02 | PINTOM | 2014-05-01 | M | E_SCRAP
10062974 | MYERS GRINDER PUMP | E-S-C03-X | 326G010A | [8 empty] | IE000000000010062974 | Inactive/Scrap/Retired |  |  |  |  | 0000000000 |  |  |  | EN |  |  | INST |  | X |  | 00:00:00 | [8 empty] | WG20 |  |  | 2003 |  | 2003 | GRINDER | 1831010 |  |  |  |  | ACTV | 2014-05-29 | DZIWULS2 | 2012-03-02 | PINTOM | 2014-05-29 | M | E_GRINDER
10062975 | MYERS GRINDER PUMP | E-S-C03-X | 326G011A | [8 empty] | IE000000000010062975 | Inactive/Scrap/Retired |  |  |  |  | 0000000000 |  |  |  | EN |  |  | INST |  | X |  | 00:00:00 | [8 empty] | WG20 |  |  | 2003 |  | 2003 | GRINDER | 1831010 |  |  |  |  | ACTV | 2014-05-02 | DZIWULS2 | 2012-03-02 | PINTOM | 2014-05-02 | M | E_GRINDER
10062976 | PUMP, GRINDER, E-ONE | E-S-C03-X | 326G012A | [8 empty] | IE000000000010062976 | Inactive/Scrap/Retired |  |  |  |  | 0000000000 |  |  |  | EN |  |  | INST |  | X |  | 00:00:00 | [8 empty] | EXTREME SERIES AMGP | WH407500 |  | 2003 |  | 2003 | GRINDER | 1831010 |  |  |  |  | ACTV | 2022-10-11 | DZIWULS2 | 2012-03-02 | PHILLIPP | 2022-10-11 | M | E_GRINDER
10062977 | MYERS GRINDER PUMP | E-S-C03-X | 326G013A | [8 empty] | IE000000000010062977 | Inactive/Scrap/Retired |  |  |  |  | 0000000000 |  |  |  | EN |  |  | INST |  | X |  | 00:00:00 | [8 empty] | WG20 |  |  | 2003 |  | 2003 | GRINDER | 1831010 |  |  |  |  | ACTV | 2014-05-19 | DZIWULS2 | 2012-03-02 | PINTOM | 2014-05-19 | M | E_GRINDER
10062978 | MYERS GRINDER PUMP | E-S-C03-X | 326G014A | [8 empty] | IE000000000010062978 | Inactive/Scrap/Retired |  |  |  |  | 0000000000 |  |  |  | EN |  |  | DLFL INAC INST |  | X |  | 00:00:00 | [8 empty] | WG20 |  |  | 2003 |  | 2003 |  | 1831010 |  |  |  |  | ACTV | 2013-03-12 | DZIWULS2 | 2012-03-02 | MACNEILK | 2013-03-12 | M
10062979 | MYERS GRINDER PUMP | E-S-C03-X | 326G015A | [8 empty] | IE000000000010062979 | Inactive/Scrap/Retired |  |  |  |  | 0000000000 |  |  |  | EN |  |  | DLFL INAC INST |  | X |  | 00:00:00 | [8 empty] | WG20 |  |  | 2003 |  | 2003 |  | 1831010 |  |  |  |  | ACTV | 2013-03-12 | DZIWULS2 | 2012-03-02 | MACNEILK | 2013-03-12 | M
10062980 | MYERS GRINDER PUMP | E-S-C03-X | 326G016A | [8 empty] | IE000000000010062980 | Inactive/Scrap/Retired |  |  |  |  | 0000000000 |  |  |  | EN |  |  | DLFL INAC INST |  | X |  | 00:00:00 | [8 empty] | WG20 |  |  | 2003 |  | 2003 |  | 1831010 |  |  |  |  | ACTV | 2013-03-12 | DZIWULS2 | 2012-03-02 | MACNEILK | 2013-03-12 | M
10062984 | MYERS GRINDER PUMP | E-S-C03-X | 326G020A | [8 empty] | IE000000000010062984 | Inactive/Scrap/Retired |  |  |  |  | 0000000000 |  |  |  | EN |  |  | DLFL INAC INST |  | X |  | 00:00:00 | [8 empty] | WG20 |  |  | 2003 |  | 2003 |  | 1831010 |  |  |  |  | ACTV | 2013-03-12 | DZIWULS2 | 2012-03-02 | MACNEILK | 2013-03-12 | M
10062985 | MYERS GRINDER PUMP | E-S-C03-X | 326G021A | [8 empty] | IE000000000010062985 | Inactive/Scrap/Retired |  |  |  |  | 0000000000 |  |  |  | EN |  |  | DLFL INAC INST |  | X |  | 00:00:00 | [8 empty] | WG20 |  |  | 2003 |  | 2003 |  | 1831010 |  |  |  |  | ACTV | 2013-03-12 | DZIWULS2 | 2012-03-02 | MACNEILK | 2013-03-12 | M
10062986 | MYERS GRINDER PUMP | E-S-C03-X | 326G022A | [8 empty] | IE000000000010062986 | Inactive/Scrap/Retired |  |  |  |  | 0000000000 |  |  |  | EN |  |  | DLFL INAC INST |  | X |  | 00:00:00 | [8 empty] | WG20 |  |  | 2003 |  | 2003 |  | 1831010 |  |  |  |  | ACTV | 2013-03-12 | DZIWULS2 | 2012-03-02 | MACNEILK | 2013-03-12 | M
10062987 | MYERS GRINDER PUMP | E-S-C03-X | 326G023A | [8 empty] | IE000000000010062987 | Inactive/Scrap/Retired |  |  |  |  | 0000000000 |  |  |  | EN |  |  | DLFL INAC INST |  | X |  | 00:00:00 | [8 empty] | WG20 |  |  | 2003 |  | 2003 |  | 1831010 |  |  |  |  | ACTV | 2013-06-13 | DZIWULS2 | 2012-03-02 | ZYNDAK | 2013-06-13 | M
10062988 | MYERS GRINDER PUMP | E-S-C03-X | 326G024A | [8 empty] | IE000000000010062988 | Inactive/Scrap/Retired |  |  |  |  | 0000000000 |  |  |  | EN |  |  | INST |  | X |  | 00:00:00 | [8 empty] | WG20 |  |  | 2003 |  | 2003 | GRINDER | 1831010 |  |  |  |  | ACTV | 2014-05-27 | DZIWULS2 | 2012-03-02 | PINTOM | 2014-05-27 | M | E_GRINDER
10062989 | MYERS GRINDER PUMP | E-S-C03-X | 326G025A | [8 empty] | IE000000000010062989 | Inactive/Scrap/Retired |  |  |  |  | 0000000000 |  |  |  | EN |  |  | DLFL INAC INST |  | X |  | 00:00:00 | [8 empty] | WG20 |  |  | 2003 |  | 2003 |  | 1831010 |  |  |  |  | ACTV | 2013-03-12 | DZIWULS2 | 2012-03-02 | MACNEILK | 2013-03-12 | M
10062990 | MYERS GRINDER PUMP | E-S-C03-X | 326G026A | [8 empty] | IE000000000010062990 | Inactive/Scrap/Retired |  |  |  |  | 0000000000 |  |  |  | EN |  |  | INST |  | X |  | 00:00:00 | [8 empty] | WG20 |  |  | 2003 |  | 2003 | GRINDER | 1831010 |  |  |  |  | ACTV | 2014-05-02 | DZIWULS2 | 2012-03-02 | PINTOM | 2014-05-02 | M | E_GRINDER
10062992 | PUMP, GRINDER, MYERS | E-S-C03-X | 327G002A | [8 empty] | IE000000000010062992 | Inactive/Scrap/Retired |  |  |  |  | 0000000000 |  |  |  | EN |  |  | INST |  | X |  | 00:00:00 | [8 empty] | WG20 |  |  | 2003 |  | 2003 | GRINDER | 1831010 |  |  |  |  | ACTV | 2017-06-16 | DZIWULS2 | 2012-03-02 | PINTOM | 2017-06-16 | M | E_GRINDER
10062993 | MYERS GRINDER PUMP | E-S-C03-X | 327G003A | [8 empty] | IE000000000010062993 | Inactive/Scrap/Retired |  |  |  |  | 0000000000 |  |  |  | EN |  |  | DLFL INAC INST |  | X |  | 00:00:00 | [8 empty] | WG20 |  |  | 2003 |  | 2003 |  | 1831010 |  |  |  |  | ACTV | 2013-03-12 | DZIWULS2 | 2012-03-02 | MACNEILK | 2013-03-12 | M
10062994 | MYERS GRINDER PUMP | E-S-C03-X | 327G004A | [8 empty] | IE000000000010062994 | Inactive/Scrap/Retired |  |  |  |  | 0000000000 |  |  |  | EN |  |  | INST |  | X |  | 00:00:00 | [8 empty] | WG20 |  |  | 2003 |  | 2003 | GRINDER | 1831010 |  |  |  |  | ACTV | 2015-06-09 | DZIWULS2 | 2012-03-02 | PINTOM | 2015-06-09 | M | E_GRINDER
10062999 | MYERS GRINDER PUMP | E-S-C03-X | 327G009A | [8 empty] | IE000000000010062999 | Inactive/Scrap/Retired |  |  |  |  | 0000000000 |  |  |  | EN |  |  | DLFL INAC INST |  | X |  | 00:00:00 | [8 empty] | WG20 |  |  | 2003 |  | 2003 |  | 1831010 |  |  |  |  | ACTV | 2013-03-12 | DZIWULS2 | 2012-03-02 | MACNEILK | 2013-03-12 | M
10063000 | MYERS GRINDER PUMP | E-S-C03-X | 327G010A | [8 empty] | IE000000000010063000 | Inactive/Scrap/Retired |  |  |  |  | 0000000000 |  |  |  | EN |  |  | DLFL INAC INST |  | X |  | 00:00:00 | [8 empty] | WG20 |  |  | 2003 |  | 2003 |  | 1831010 |  |  |  |  | ACTV | 2013-03-12 | DZIWULS2 | 2012-03-02 | MACNEILK | 2013-03-12 | M
10063001 | PUMP, GRINDER, MYERS, #1 | E-S-C03-X | 327G011A | [8 empty] | IE000000000010063001 | Inactive/Scrap/Retired |  |  |  |  | 0000000000 |  |  |  | EN |  |  | INST |  | X |  | 00:00:00 | [8 empty] | WG20 |  |  | 2003 |  | 2003 | GRINDER | 1831010 |  |  |  |  | ACTV | 2017-02-22 | DZIWULS2 | 2012-03-02 | PINTOM | 2017-02-22 | M | E_GRINDER
10063004 | MYERS GRINDER PUMP | E-S-C03-X | 327G014A | [8 empty] | IE000000000010063004 | Inactive/Scrap/Retired |  |  |  |  | 0000000000 |  |  |  | EN |  |  | DLFL INAC INST |  | X |  | 00:00:00 | [8 empty] | WG20 |  |  | 2003 |  | 2003 |  | 1831010 |  |  |  |  | ACTV | 2013-04-29 | DZIWULS2 | 2012-03-02 | ZYNDAK | 2013-04-29 | M
10063007 | PUMP, GRINDER, E-ONE | E-S-C03-X | 327G017A | [8 empty] | IE000000000010063007 | Inactive/Scrap/Retired |  |  |  |  | 0000000000 |  |  |  | EN |  |  | INST |  | X |  | 00:00:00 | [8 empty] | EXTREME SERIES AMGP | WH407496 |  | 2003 |  | 2003 | GRINDER | 1831010 |  |  |  |  | ACTV | 2022-10-11 | DZIWULS2 | 2012-03-02 | PHILLIPP | 2022-10-11 | M | E_GRINDER
10063009 | PUMP, GRINDER, MYERS | E-S-C03-X | 327G019A | [8 empty] | IE000000000010063009 | Inactive/Scrap/Retired |  |  |  |  | 0000000000 |  |  |  | EN |  |  | INST |  | X |  | 00:00:00 | [8 empty] | WG20 |  |  | 2003 |  | 2003 | GRINDER | 1831010 |  |  |  |  | ACTV | 2019-05-29 | DZIWULS2 | 2012-03-02 | PINTOM | 2019-05-29 | M | E_GRINDER
10063011 | PUMP, GRINDER, E-ONE | E-S-C03-X | 327G021A | [8 empty] | IE000000000010063011 | Inactive/Scrap/Retired |  |  |  |  | 0000000000 |  |  |  | EN |  |  | INST |  | X |  | 00:00:00 | [8 empty] | EXTREME SERIES AMGP | WH369984 |  | 2003 |  | 2003 | GRINDER | 1831010 |  |  |  |  | ACTV | 2022-10-11 | DZIWULS2 | 2012-03-02 | PHILLIPP | 2022-10-11 | M | E_GRINDER
10063012 | PUMP, GRINDER, E-ONE | E-S-C03-X | 327G022A | [8 empty] | IE000000000010063012 | Inactive/Scrap/Retired |  |  |  |  | 0000000000 |  |  |  | EN |  |  | INST |  | X |  | 00:00:00 | [8 empty] | EXTREME SERIES AMGP | WH369985 |  | 2003 |  | 2003 | GRINDER | 1831010 |  |  |  |  | ACTV | 2020-03-17 | DZIWULS2 | 2012-03-02 | PINTOM | 2020-03-17 | M | E_GRINDER
10063013 | PUMP, GRINDER, MYERS | E-S-C03-X | 327G023A | [8 empty] | IE000000000010063013 | Inactive/Scrap/Retired |  |  |  |  | 0000000000 |  |  |  | EN |  |  | INAC INST |  | X |  | 00:00:00 | [8 empty] | WG20 |  |  | 2003 |  | 2003 | GRINDER | 1831010 |  |  |  |  | ACTV | 2016-07-27 | DZIWULS2 | 2012-03-02 | PINTOM | 2016-07-27 | M | E_GRINDER
10063014 | MYERS GRINDER PUMP | E-S-C03-X | 327G024A | [8 empty] | IE000000000010063014 | Inactive/Scrap/Retired |  |  |  |  | 0000000000 |  |  |  | EN |  |  | DLFL INAC INST |  | X |  | 00:00:00 | [8 empty] | WG20 |  |  | 2003 |  | 2003 |  | 1831010 |  |  |  |  | ACTV | 2013-03-12 | DZIWULS2 | 2012-03-02 | MACNEILK | 2013-03-12 | M
10063017 | MYERS GRINDER PUMP | E-S-C03-X | 327G027A | [8 empty] | IE000000000010063017 | Inactive/Scrap/Retired |  |  |  |  | 0000000000 |  |  |  | EN |  |  | DLFL INAC INST |  | X |  | 00:00:00 | [8 empty] | WG20 |  |  | 2003 |  | 2003 |  | 1831010 |  |  |  |  | ACTV | 2013-03-12 | DZIWULS2 | 2012-03-02 | MACNEILK | 2013-03-12 | M
10063018 | MYERS GRINDER PUMP | E-S-C03-X | 327G028A | [8 empty] | IE000000000010063018 | Inactive/Scrap/Retired |  |  |  |  | 0000000000 |  |  |  | EN |  |  | INST |  | X |  | 00:00:00 | [8 empty] | WG20 |  |  | 2003 |  | 2003 | GRINDER | 1831010 |  |  |  |  | ACTV | 2014-07-09 | DZIWULS2 | 2012-03-02 | PINTOM | 2014-07-09 | M | E_GRINDER
10063022 | MYERS GRINDER PUMP | E-S-C03-X | 327G032A | [8 empty] | IE000000000010063022 | Inactive/Scrap/Retired |  |  |  |  | 0000000000 |  |  |  | EN |  |  | DLFL INAC INST |  | X |  | 00:00:00 | [8 empty] | WG20 |  |  | 2003 |  | 2003 |  | 1831010 |  |  |  |  | ACTV | 2013-03-12 | DZIWULS2 | 2012-03-02 | MACNEILK | 2013-03-12 | M
10063023 | MYERS GRINDER PUMP | E-S-C03-X | 327G033A | [8 empty] | IE000000000010063023 | Inactive/Scrap/Retired |  |  |  |  | 0000000000 |  |  |  | EN |  |  | DLFL INAC INST |  | X |  | 00:00:00 | [8 empty] | WG20 |  |  | 2003 |  | 2003 |  | 1831010 |  |  |  |  | ACTV | 2013-06-04 | DZIWULS2 | 2012-03-02 | ZYNDAK | 2013-06-04 | M
10063027 | MYERS GRINDER PUMP | E-S-C03-X | 327G037A | [8 empty] | IE000000000010063027 | Inactive/Scrap/Retired |  |  |  |  | 0000000000 |  |  |  | EN |  |  | DLFL INAC INST |  | X |  | 00:00:00 | [8 empty] | WG20 |  |  | 2003 |  | 2003 |  | 1831010 |  |  |  |  | ACTV | 2013-03-12 | DZIWULS2 | 2012-03-02 | MACNEILK | 2013-03-12 | M
10063028 | MYERS GRINDER PUMP | E-S-C03-X | 327G038A | [8 empty] | IE000000000010063028 | Inactive/Scrap/Retired |  |  |  |  | 0000000000 |  |  |  | EN |  |  | DLFL INAC INST |  | X |  | 00:00:00 | [8 empty] | WG20 |  |  | 2003 |  | 2003 |  | 1831010 |  |  |  |  | ACTV | 2013-03-12 | DZIWULS2 | 2012-03-02 | MACNEILK | 2013-03-12 | M
10063029 | PUMP, GRINDER, E-ONE | E-S-C03-X | 327G039A | [8 empty] | IE000000000010063029 | Inactive/Scrap/Retired |  |  |  |  | 0000000000 |  |  |  | EN |  |  | INST |  | X |  | 00:00:00 | [8 empty] | EXTREME SERIES AMGP | WH407450 |  | 2003 |  | 2003 | GRINDER | 1831010 |  |  |  |  | ACTV | 2021-02-11 | DZIWULS2 | 2012-03-02 | PINTOM | 2021-02-11 | M | E_GRINDER
10063030 | MYERS GRINDER PUMP | E-S-C03-X | 327G040A | [8 empty] | IE000000000010063030 | Inactive/Scrap/Retired |  |  |  |  | 0000000000 |  |  |  | EN |  |  | DLFL INAC INST |  | X |  | 00:00:00 | [8 empty] | WG20 |  |  | 2003 |  | 2003 |  | 1831010 |  |  |  |  | ACTV | 2013-03-12 | DZIWULS2 | 2012-03-02 | MACNEILK | 2013-03-12 | M
10063031 | MYERS GRINDER PUMP | E-S-C03-X | 327G041A | [8 empty] | IE000000000010063031 | Inactive/Scrap/Retired |  |  |  |  | 0000000000 |  |  |  | EN |  |  | DLFL INAC INST |  | X |  | 00:00:00 | [8 empty] | WG20 |  |  | 2003 |  | 2003 |  | 1831010 |  |  |  |  | ACTV | 2013-06-04 | DZIWULS2 | 2012-03-02 | ZYNDAK | 2013-06-04 | M
10063032 | PUMP, GRINDER, MYERS, #1 | E-S-C03-X | 327G042A | [8 empty] | IE000000000010063032 | Inactive/Scrap/Retired |  |  |  |  | 0000000000 |  |  |  | EN |  |  | INST |  | X |  | 00:00:00 | [8 empty] | WG20 |  |  | 2003 |  | 2003 | GRINDER | 1831010 |  |  |  |  | ACTV | 2017-07-31 | DZIWULS2 | 2012-03-02 | PINTOM | 2017-07-31 | M | E_GRINDER
10063033 | #1 MYERS GRINDER PUMP | E-S-C03-X | 327G043A | [8 empty] | IE000000000010063033 | Inactive/Scrap/Retired |  |  |  |  | 0000000000 |  |  |  | EN |  |  | DLFL INAC INST |  | X |  | 00:00:00 | [8 empty] | WG20 |  |  | 2003 |  | 2003 |  | 1831010 |  |  |  |  | ACTV | 2013-04-24 | DZIWULS2 | 2012-03-02 | ZYNDAK | 2013-04-24 | M
10063036 | MYERS GRINDER PUMP | E-S-C03-X | 327G046A | [8 empty] | IE000000000010063036 | Inactive/Scrap/Retired |  |  |  |  | 0000000000 |  |  |  | EN |  |  | DLFL INAC INST |  | X |  | 00:00:00 | [8 empty] | WG20 |  |  | 2003 |  | 2003 |  | 1831010 |  |  |  |  | ACTV | 2013-03-12 | DZIWULS2 | 2012-03-02 | MACNEILK | 2013-03-12 | M
10063039 | PUMP, GRINDER, MYERS, #1 | E-S-C03-X | 327G049A | [8 empty] | IE000000000010063039 | Inactive/Scrap/Retired |  |  |  |  | 0000000000 |  |  |  | EN |  |  | INST |  | X |  | 00:00:00 | [8 empty] | WG20 |  |  | 2003 |  | 2003 | GRINDER | 1831010 |  |  |  |  | ACTV | 2022-09-27 | DZIWULS2 | 2012-03-02 | CANESTRS | 2022-09-27 | M | E_GRINDER
10063040 | PUMP, GRINDER, E-ONE | E-S-C03-X | 327G050A | [8 empty] | IE000000000010063040 | Inactive/Scrap/Retired |  |  |  |  | 0000000000 |  |  |  | EN |  |  | INST |  | X |  | 00:00:00 | [8 empty] | EXTREME SERIES AMGP | WH407457 |  | 2003 |  | 2003 | GRINDER | 1831010 |  |  |  |  | ACTV | 2022-10-11 | DZIWULS2 | 2012-03-02 | PHILLIPP | 2022-10-11 | M | E_GRINDER
10063041 | MYERS GRINDER PUMP | E-S-C03-X | 327G051A | [8 empty] | IE000000000010063041 | Inactive/Scrap/Retired |  |  |  |  | 0000000000 |  |  |  | EN |  |  | DLFL INAC INST |  | X |  | 00:00:00 | [8 empty] | WG20 |  |  | 2003 |  | 2003 |  | 1831010 |  |  |  |  | ACTV | 2013-03-12 | DZIWULS2 | 2012-03-02 | MACNEILK | 2013-03-12 | M
10063045 | MYERS GRINDER PUMP | E-S-C03-X | 327G055A | [8 empty] | IE000000000010063045 | Inactive/Scrap/Retired |  |  |  |  | 0000000000 |  |  |  | EN |  |  | DLFL INAC INST |  | X |  | 00:00:00 | [8 empty] | WG20 |  |  | 2003 |  | 2003 |  | 1831010 |  |  |  |  | ACTV | 2013-03-12 | DZIWULS2 | 2012-03-02 | MACNEILK | 2013-03-12 | M
10063047 | MYERS GRINDER PUMP | E-S-C03-X | 327G057A | [8 empty] | IE000000000010063047 | Inactive/Scrap/Retired |  |  |  |  | 0000000000 |  |  |  | EN |  |  | DLFL INAC INST |  | X |  | 00:00:00 | [8 empty] | WG20 |  |  | 2003 |  | 2003 |  | 1831010 |  |  |  |  | ACTV | 2013-03-12 | DZIWULS2 | 2012-03-02 | MACNEILK | 2013-03-12 | M
10063048 | MYERS GRINDER PUMP | E-S-C03-X | 327G058A | [8 empty] | IE000000000010063048 | Inactive/Scrap/Retired |  |  |  |  | 0000000000 |  |  |  | EN |  |  | DLFL INAC INST |  | X |  | 00:00:00 | [8 empty] | WG20 |  |  | 2003 |  | 2003 |  | 1831010 |  |  |  |  | ACTV | 2013-03-12 | DZIWULS2 | 2012-03-02 | MACNEILK | 2013-03-12 | M
10063052 | MYERS GRINDER PUMP | E-S-C03-X | 327G062A | [8 empty] | IE000000000010063052 | Inactive/Scrap/Retired |  |  |  |  | 0000000000 |  |  |  | EN |  |  | DLFL INAC INST |  | X |  | 00:00:00 | [8 empty] | WG20 |  |  | 2003 |  | 2003 |  | 1831010 |  |  |  |  | ACTV | 2013-03-12 | DZIWULS2 | 2012-03-02 | MACNEILK | 2013-03-12 | M
10063054 | MYERS GRINDER PUMP | E-S-C03-X | 327G064A | [8 empty] | IE000000000010063054 | Inactive/Scrap/Retired |  |  |  |  | 0000000000 |  |  |  | EN |  |  | DLFL INAC INST |  | X |  | 00:00:00 | [8 empty] | WG20 |  |  | 2003 |  | 2003 |  | 1831010 |  |  |  |  | ACTV | 2013-03-12 | DZIWULS2 | 2012-03-02 | MACNEILK | 2013-03-12 | M
10063059 | PUMP, GRINDER, E-ONE | E-S-C03-X | 327G069A | [8 empty] | IE000000000010063059 | Inactive/Scrap/Retired |  |  |  |  | 0000000000 |  |  |  | EN |  |  | INST |  | X |  | 00:00:00 | [8 empty] | EXTREME SERIES AMGP | WH355052 |  | 2003 |  | 2003 | GRINDER | 1831010 |  |  |  |  | ACTV | 2021-02-11 | DZIWULS2 | 2012-03-02 | PINTOM | 2021-02-11 | M | E_GRINDER
10063061 | PUMP, GRINDER, E-ONE | E-S-C03-X | 327G071A | [8 empty] | IE000000000010063061 | Inactive/Scrap/Retired |  |  |  |  | 0000000000 |  |  |  | EN |  |  | INST |  | X |  | 00:00:00 | [8 empty] | EXTREME SERIES AMGP | WH407470 |  | 2003 |  | 2003 | GRINDER | 1831010 |  |  |  |  | ACTV | 2022-10-11 | DZIWULS2 | 2012-03-02 | PHILLIPP | 2022-10-11 | M | E_GRINDER
10063064 | MYERS GRINDER PUMP | E-S-C03-X | 327G074A | [8 empty] | IE000000000010063064 | Inactive/Scrap/Retired |  |  |  |  | 0000000000 |  |  |  | EN |  |  | DLFL INAC INST |  | X |  | 00:00:00 | [8 empty] | WG20 |  |  | 2003 |  | 2003 |  | 1831010 |  |  |  |  | ACTV | 2013-03-12 | DZIWULS2 | 2012-03-02 | MACNEILK | 2013-03-12 | M
10063066 | MYERS GRINDER PUMP | E-S-C03-X | 327G076A | [8 empty] | IE000000000010063066 | Inactive/Scrap/Retired |  |  |  |  | 0000000000 |  |  |  | EN |  |  | DLFL INAC INST |  | X |  | 00:00:00 | [8 empty] | WG20 |  |  | 2003 |  | 2003 |  | 1831010 |  |  |  |  | ACTV | 2013-03-12 | DZIWULS2 | 2012-03-02 | MACNEILK | 2013-03-12 | M
10063067 | MYERS GRINDER PUMP | E-S-C03-X | 327G077A | [8 empty] | IE000000000010063067 | Inactive/Scrap/Retired |  |  |  |  | 0000000000 |  |  |  | EN |  |  | DLFL INAC INST |  | X |  | 00:00:00 | [8 empty] | WG20 |  |  | 2003 |  | 2003 |  | 1831010 |  |  |  |  | ACTV | 2013-03-12 | DZIWULS2 | 2012-03-02 | MACNEILK | 2013-03-12 | M
10063068 | MYERS GRINDER PUMP | E-S-C03-X | 327G078A | [8 empty] | IE000000000010063068 | Inactive/Scrap/Retired |  |  |  |  | 0000000000 |  |  |  | EN |  |  | DLFL INAC INST |  | X |  | 00:00:00 | [8 empty] | WG20 |  |  | 2003 |  | 2003 |  | 1831010 |  |  |  |  | ACTV | 2013-03-12 | DZIWULS2 | 2012-03-02 | MACNEILK | 2013-03-12 | M
10063069 | PUMP, GRINDER, E-ONE | E-S-C03-X | 327G079A | [8 empty] | IE000000000010063069 | Inactive/Scrap/Retired |  |  |  |  | 0000000000 |  |  |  | EN |  |  | INAC INST |  | X |  | 00:00:00 | [8 empty] | EXTREME SERIES AMGP | WH367183 |  | 2003 |  | 2003 | GRINDER | 1831010 |  |  |  |  | ACTV | 2018-04-23 | DZIWULS2 | 2012-03-02 | PINTOM | 2018-04-23 | M | E_GRINDER
10063071 | PUMP, GRINDER, E-ONE | E-S-C03-X | 327G081A | [8 empty] | IE000000000010063071 | Inactive/Scrap/Retired |  |  |  |  | 0000000000 |  |  |  | EN |  |  | INST |  | X |  | 00:00:00 | [8 empty] | EXTREME SERIES AMGP | WH368909 |  | 2003 |  | 2003 | GRINDER | 1831010 |  |  |  |  | ACTV | 2022-10-11 | DZIWULS2 | 2012-03-02 | PHILLIPP | 2022-10-11 | M | E_GRINDER
10063075 | PUMP, GRINDER, E-ONE | E-S-C03-X | 327G085A | [8 empty] | IE000000000010063075 | Inactive/Scrap/Retired |  |  |  |  | 0000000000 |  |  |  | EN |  |  | INST |  | X |  | 00:00:00 | [8 empty] | EXTREME SERIES AMGP | WH407503 |  | 2003 |  | 2003 | GRINDER | 1831010 |  |  |  |  | ACTV | 2019-12-24 | DZIWULS2 | 2012-03-02 | PINTOM | 2019-12-24 | M | E_GRINDER
10063076 | PUMP, GRINDER, E-ONE | E-S-C03-X | 327G086A | [8 empty] | IE000000000010063076 | Inactive/Scrap/Retired |  |  |  |  | 0000000000 |  |  |  | EN |  |  | INST |  | X |  | 00:00:00 | [8 empty] | EXTREME SERIES AMGP | WH407475 |  | 2003 |  | 2003 | GRINDER | 1831010 |  |  |  |  | ACTV | 2020-08-07 | DZIWULS2 | 2012-03-02 | PINTOM | 2020-08-07 | M | E_GRINDER
10063078 | PUMP, GRINDER, E-ONE | E-S-C03-X | 327G088A | [8 empty] | IE000000000010063078 | Inactive/Scrap/Retired |  |  |  |  | 0000000000 |  |  |  | EN |  |  | INST |  | X |  | 00:00:00 | [8 empty] | EXTREME SERIES AMGP | WH407504 |  | 2003 |  | 2003 | GRINDER | 1831010 |  |  |  |  | ACTV | 2022-10-11 | DZIWULS2 | 2012-03-02 | PHILLIPP | 2022-10-11 | M | E_GRINDER
10063082 | PUMP, GRINDER, E-ONE | E-S-C03-X | 327G092A | [8 empty] | IE000000000010063082 | Inactive/Scrap/Retired |  |  |  |  | 0000000000 |  |  |  | EN |  |  | INST |  | X |  | 00:00:00 | [8 empty] | EXTREME SERIES AMGP | WH407441 |  | 2003 |  | 2003 | GRINDER | 1831010 |  |  |  |  | ACTV | 2019-12-06 | DZIWULS2 | 2012-03-02 | PINTOM | 2019-12-06 | M | E_GRINDER
10063084 | #1 MYERS GRINDER PUMP | E-S-C03-X | 327G094A | [8 empty] | IE000000000010063084 | Inactive/Scrap/Retired |  |  |  |  | 0000000000 |  |  |  | EN |  |  | DLFL INAC INST |  | X |  | 00:00:00 | [8 empty] | WG20 |  |  | 2003 |  | 2003 |  | 1831010 |  |  |  |  | ACTV | 2013-03-12 | DZIWULS2 | 2012-03-02 | MACNEILK | 2013-03-12 | M
10063086 | MYERS GRINDER PUMP | E-S-C03-X | 327G096A | [8 empty] | IE000000000010063086 | Inactive/Scrap/Retired |  |  |  |  | 0000000000 |  |  |  | EN |  |  | DLFL INAC INST |  | X |  | 00:00:00 | [8 empty] | WG20 |  |  | 2003 |  | 2003 |  | 1831010 |  |  |  |  | ACTV | 2013-06-12 | DZIWULS2 | 2012-03-02 | ZYNDAK | 2013-06-12 | M
10063087 | MYERS GRINDER PUMP | E-S-C03-X | 327G097A | [8 empty] | IE000000000010063087 | Inactive/Scrap/Retired |  |  |  |  | 0000000000 |  |  |  | EN |  |  | INST |  | X |  | 00:00:00 | [8 empty] | WG20 |  |  | 2003 |  | 2003 |  | 1831010 |  |  |  |  | ACTV | 2013-06-25 | DZIWULS2 | 2012-03-02 | ZYNDAK | 2013-06-25 | M
10063090 | MYERS GRINDER PUMP | E-S-C03-X | 327G100A | [8 empty] | IE000000000010063090 | Inactive/Scrap/Retired |  |  |  |  | 0000000000 |  |  |  | EN |  |  | DLFL INAC INST |  | X |  | 00:00:00 | [8 empty] | WG20 |  |  | 2003 |  | 2003 |  | 1831010 |  |  |  |  | ACTV | 2013-03-12 | DZIWULS2 | 2012-03-02 | MACNEILK | 2013-03-12 | M
10063095 | MYERS GRINDER PUMP | E-S-C03-X | 327G105A | [8 empty] | IE000000000010063095 | Inactive/Scrap/Retired |  |  |  |  | 0000000000 |  |  |  | EN |  |  | DLFL INAC INST |  | X |  | 00:00:00 | [8 empty] | WG20 |  |  | 2003 |  | 2003 |  | 1831010 |  |  |  |  | ACTV | 2013-03-12 | DZIWULS2 | 2012-03-02 | MACNEILK | 2013-03-12 | M
10063096 | MYERS GRINDER PUMP | E-S-C03-X | 327G106A | [8 empty] | IE000000000010063096 | Inactive/Scrap/Retired |  |  |  |  | 0000000000 |  |  |  | EN |  |  | DLFL INAC INST |  | X |  | 00:00:00 | [8 empty] | WG20 |  |  | 2003 |  | 2003 |  | 1831010 |  |  |  |  | ACTV | 2013-03-12 | DZIWULS2 | 2012-03-02 | MACNEILK | 2013-03-12 | M
10063097 | PUMP, GRINDER, MYERS, #1 | E-S-C03-X | 327G107A | [8 empty] | IE000000000010063097 | Inactive/Scrap/Retired |  |  |  |  | 0000000000 |  |  |  | EN |  |  | INAC INST |  | X |  | 00:00:00 | [8 empty] | WG20 |  |  | 2003 |  | 2003 | GRINDER | 1831010 |  |  |  |  | ACTV | 2017-06-29 | DZIWULS2 | 2012-03-02 | PINTOM | 2017-06-29 | M | E_GRINDER
10063099 | MYERS GRINDER PUMP | E-S-C03-X | 327G109A | [8 empty] | IE000000000010063099 | Inactive/Scrap/Retired |  |  |  |  | 0000000000 |  |  |  | EN |  |  | DLFL INAC INST |  | X |  | 00:00:00 | [8 empty] | WG20 |  |  | 2003 |  | 2003 |  | 1831010 |  |  |  |  | ACTV | 2013-03-12 | DZIWULS2 | 2012-03-02 | MACNEILK | 2013-03-12 | M
10063100 | PUMP, GRINDER, MYERS, #1 | E-S-C03-X | 327G110A | [8 empty] | IE000000000010063100 | Inactive/Scrap/Retired |  |  |  |  | 0000000000 |  |  |  | EN |  |  | INAC INST |  | X |  | 00:00:00 | [8 empty] | WG20 |  |  | 2003 |  | 2003 | GRINDER | 1831010 |  |  |  |  | ACTV | 2015-12-29 | DZIWULS2 | 2012-03-02 | PINTOM | 2015-12-29 | M | E_GRINDER
10063101 | PUMP, GRINDER, MYERS | E-S-C03-X | 327G111A | [8 empty] | IE000000000010063101 | Inactive/Scrap/Retired |  |  |  |  | 0000000000 |  |  |  | EN |  |  | INST |  | X |  | 00:00:00 | [8 empty] | WG20 |  |  | 2003 |  | 2003 | GRINDER | 1831010 |  |  |  |  | ACTV | 2021-01-04 | DZIWULS2 | 2012-03-02 | PINTOM | 2021-01-04 | M | E_GRINDER
10063102 | MYERS GRINDER PUMP | E-S-C03-X | 327G112A | [8 empty] | IE000000000010063102 | Inactive/Scrap/Retired |  |  |  |  | 0000000000 |  |  |  | EN |  |  | DLFL INAC INST |  | X |  | 00:00:00 | [8 empty] | WG20 |  |  | 2003 |  | 2003 |  | 1831010 |  |  |  |  | ACTV | 2013-03-12 | DZIWULS2 | 2012-03-02 | MACNEILK | 2013-03-12 | M
10063103 | MYERS GRINDER PUMP | E-S-C03-X | 327G113A | [8 empty] | IE000000000010063103 | Inactive/Scrap/Retired |  |  |  |  | 0000000000 |  |  |  | EN |  |  | INST |  | X |  | 00:00:00 | [8 empty] | WG20 |  |  | 2003 |  | 2003 | GRINDER | 1831010 |  |  |  |  | ACTV | 2013-05-22 | DZIWULS2 | 2012-03-02 | ZYNDAK | 2013-05-22 | M | E_GRINDER
10063105 | PUMP, GRINDER, E-ONE | E-S-C03-X | 327G115A | [8 empty] | IE000000000010063105 | Inactive/Scrap/Retired |  |  |  |  | 0000000000 |  |  |  | EN |  |  | INST |  | X |  | 00:00:00 | [8 empty] | EXTREME SERIES AMGP | WH355021 |  | 2003 |  | 2003 | GRINDER | 1831010 |  |  |  |  | ACTV | 2021-02-11 | DZIWULS2 | 2012-03-02 | PINTOM | 2021-02-11 | M | E_GRINDER
10063106 | MYERS GRINDER PUMP | E-S-C03-X | 327G116A | [8 empty] | IE000000000010063106 | Inactive/Scrap/Retired |  |  |  |  | 0000000000 |  |  |  | EN |  |  | DLFL INAC INST |  | X |  | 00:00:00 | [8 empty] | WG20 |  |  | 2003 |  | 2003 |  | 1831010 |  |  |  |  | ACTV | 2013-09-11 | DZIWULS2 | 2012-03-02 | ZYNDAK | 2013-09-11 | M
10063107 | MYERS GRINDER PUMP | E-S-C03-X | 327G117A | [8 empty] | IE000000000010063107 | Inactive/Scrap/Retired |  |  |  |  | 0000000000 |  |  |  | EN |  |  | DLFL INAC INST |  | X |  | 00:00:00 | [8 empty] | WG20 |  |  | 2003 |  | 2003 |  | 1831010 |  |  |  |  | ACTV | 2013-03-12 | DZIWULS2 | 2012-03-02 | MACNEILK | 2013-03-12 | M
10063108 | MYERS GRINDER PUMP | E-S-C03-X | 327G118A | [8 empty] | IE000000000010063108 | Inactive/Scrap/Retired |  |  |  |  | 0000000000 |  |  |  | EN |  |  | DLFL INAC INST |  | X |  | 00:00:00 | [8 empty] | WG20 |  |  | 2003 |  | 2003 |  | 1831010 |  |  |  |  | ACTV | 2013-03-12 | DZIWULS2 | 2012-03-02 | MACNEILK | 2013-03-12 | M
10063110 | PUMP, GRINDER, MYERS | E-S-C03-X | 327G120A | [8 empty] | IE000000000010063110 | Inactive/Scrap/Retired |  |  |  |  | 0000000000 |  |  |  | EN |  |  | INST |  | X |  | 00:00:00 | [8 empty] | WG20 |  |  | 2003 |  | 2003 | GRINDER | 1831010 |  |  |  |  | ACTV | 2019-11-21 | DZIWULS2 | 2012-03-02 | PINTOM | 2019-11-21 | M | E_GRINDER
10063111 | PUMP, GRINDER, MYERS | E-S-C03-X | 327G121A | [8 empty] | IE000000000010063111 | Inactive/Scrap/Retired |  |  |  |  | 0000000000 |  |  |  | EN |  |  | INST |  | X |  | 00:00:00 | [8 empty] | WG20 |  |  | 2003 |  | 2003 | GRINDER | 1831010 |  |  |  |  | ACTV | 2016-10-03 | DZIWULS2 | 2012-03-02 | PINTOM | 2016-10-03 | M | E_GRINDER
10063114 | PUMP, GRINDER, MYERS | E-S-C03-X | 327G124A | [8 empty] | IE000000000010063114 | Inactive/Scrap/Retired |  |  |  |  | 0000000000 |  |  |  | EN |  |  | INAC INST |  | X |  | 00:00:00 | [8 empty] | WG20 |  |  | 2003 |  | 2003 | GRINDER | 1831010 |  |  |  |  | ACTV | 2018-01-03 | DZIWULS2 | 2012-03-02 | PINTOM | 2018-01-03 | M | E_GRINDER
10063115 | PUMP, GRINDER, MYERS | E-S-C03-X | 327G125A | [8 empty] | IE000000000010063115 | Inactive/Scrap/Retired |  |  |  |  | 0000000000 |  |  |  | EN |  |  | INAC INST |  | X |  | 00:00:00 | [8 empty] | WG20 |  |  | 2003 |  | 2003 | GRINDER | 1831010 |  |  |  |  | ACTV | 2017-08-25 | DZIWULS2 | 2012-03-02 | PINTOM | 2017-08-25 | M | E_GRINDER
10063116 | MYERS GRINDER PUMP | E-S-C03-X | 327G126A | [8 empty] | IE000000000010063116 | Inactive/Scrap/Retired |  |  |  |  | 0000000000 |  |  |  | EN |  |  | DLFL INAC INST |  | X |  | 00:00:00 | [8 empty] | WG20 |  |  | 2003 |  | 2003 |  | 1831010 |  |  |  |  | ACTV | 2013-03-12 | DZIWULS2 | 2012-03-02 | MACNEILK | 2013-03-12 | M
10063118 | MYERS GRINDER PUMP | E-S-C03-X | 327G128A | [8 empty] | IE000000000010063118 | Inactive/Scrap/Retired |  |  |  |  | 0000000000 |  |  |  | EN |  |  | INST |  | X |  | 00:00:00 | [8 empty] | WG20 |  |  | 2003 |  | 2003 | GRINDER | 1831010 |  |  |  |  | ACTV | 2013-06-03 | DZIWULS2 | 2012-03-02 | ZYNDAK | 2013-06-03 | M | E_GRINDER
10063119 | MYERS GRINDER PUMP | E-S-C03-X | 327G129A | [8 empty] | IE000000000010063119 | Inactive/Scrap/Retired |  |  |  |  | 0000000000 |  |  |  | EN |  |  | DLFL INAC INST |  | X |  | 00:00:00 | [8 empty] | WG20 |  |  | 2003 |  | 2003 |  | 1831010 |  |  |  |  | ACTV | 2013-03-12 | DZIWULS2 | 2012-03-02 | MACNEILK | 2013-03-12 | M
10063121 | PUMP, GRINDER, MYERS | E-S-C03-X | 327G131A | [8 empty] | IE000000000010063121 | Inactive/Scrap/Retired |  |  |  |  | 0000000000 |  |  |  | EN |  |  | INST |  | X |  | 00:00:00 | [8 empty] | WG20 |  |  | 2003 |  | 2003 | GRINDER | 1831010 |  |  |  |  | ACTV | 2016-10-03 | DZIWULS2 | 2012-03-02 | PINTOM | 2016-10-03 | M | E_GRINDER
10063127 | PUMP, GRINDER, E-ONE | E-S-C03-X | 327G137A | [8 empty] | IE000000000010063127 | Inactive/Scrap/Retired |  |  |  |  | 0000000000 |  |  |  | EN |  |  | INST |  | X |  | 00:00:00 | [8 empty] | EXTREME SERIES AMGP | WH407495 |  | 2003 |  | 2003 | GRINDER | 1831010 |  |  |  |  | ACTV | 2022-10-11 | DZIWULS2 | 2012-03-02 | PHILLIPP | 2022-10-11 | M | E_GRINDER
10063128 | MYERS GRINDER PUMP | E-S-C03-X | 327G138A | [8 empty] | IE000000000010063128 | Inactive/Scrap/Retired |  |  |  |  | 0000000000 |  |  |  | EN |  |  | DLFL INAC INST |  | X |  | 00:00:00 | [8 empty] | WG20 |  |  | 2003 |  | 2003 |  | 1831010 |  |  |  |  | ACTV | 2013-03-12 | DZIWULS2 | 2012-03-02 | MACNEILK | 2013-03-12 | M
10063129 | MYERS GRINDER PUMP | E-S-C03-X | 327G139A | [8 empty] | IE000000000010063129 | Inactive/Scrap/Retired |  |  |  |  | 0000000000 |  |  |  | EN |  |  | DLFL INAC INST |  | X |  | 00:00:00 | [8 empty] | WG20 |  |  | 2003 |  | 2003 |  | 1831010 |  |  |  |  | ACTV | 2013-06-26 | DZIWULS2 | 2012-03-02 | ZYNDAK | 2013-06-26 | M
10063133 | MYERS GRINDER PUMP | E-S-C03-X | 327G144A | [8 empty] | IE000000000010063133 | Inactive/Scrap/Retired |  |  |  |  | 0000000000 |  |  |  | EN |  |  | INST |  | X |  | 00:00:00 | [8 empty] | WG20 |  |  | 2003 |  | 2003 | GRINDER | 1831010 |  |  |  |  | ACTV | 2014-07-09 | DZIWULS2 | 2012-03-02 | PINTOM | 2014-07-09 | M | E_GRINDER
10063134 | PUMP, GRINDER, E-ONE | E-S-C03-X | 327G145A | [8 empty] | IE000000000010063134 | Inactive/Scrap/Retired |  |  |  |  | 0000000000 |  |  |  | EN |  |  | INST |  | X |  | 00:00:00 | [8 empty] | EXTREME SERIES AMGP | WH394484 |  | 2003 |  | 2003 | GRINDER | 1831010 |  |  |  |  | ACTV | 2022-10-11 | DZIWULS2 | 2012-03-02 | PHILLIPP | 2022-10-11 | M | E_GRINDER
10063135 | PUMP, GRINDER, E-ONE | E-S-C03-X | 327G146A | [8 empty] | IE000000000010063135 | Inactive/Scrap/Retired |  |  |  |  | 0000000000 |  |  |  | EN |  |  | INST |  | X |  | 00:00:00 | [8 empty] | EXTREME SERIES AMGP | WH355590 |  | 2003 |  | 2003 | GRINDER | 1831010 |  |  |  |  | ACTV | 2022-10-11 | DZIWULS2 | 2012-03-02 | PHILLIPP | 2022-10-11 | M | E_GRINDER
10063138 | MYERS GRINDER PUMP | E-S-C03-X | 327G149A | [8 empty] | IE000000000010063138 | Inactive/Scrap/Retired |  |  |  |  | 0000000000 |  |  |  | EN |  |  | DLFL INAC INST |  | X |  | 00:00:00 | [8 empty] | WG20 |  |  | 2003 |  | 2003 |  | 1831010 |  |  |  |  | ACTV | 2013-03-12 | DZIWULS2 | 2012-03-02 | MACNEILK | 2013-03-12 | M
10063139 | PUMP, GRINDER, E-ONE | E-S-C03-X | 327G150A | [8 empty] | IE000000000010063139 | Inactive/Scrap/Retired |  |  |  |  | 0000000000 |  |  |  | EN |  |  | INAC INST |  | X |  | 00:00:00 | [8 empty] | EXTREME SERIES AMGP | WH369977 |  | 2003 |  | 2003 | GRINDER | 1831010 |  |  |  |  | ACTV | 2018-10-18 | DZIWULS2 | 2012-03-02 | PINTOM | 2018-10-18 | M | E_GRINDER
10063140 | MYERS GRINDER PUMP | E-S-C03-X | 327G151A | [8 empty] | IE000000000010063140 | Inactive/Scrap/Retired |  |  |  |  | 0000000000 |  |  |  | EN |  |  | DLFL INAC INST |  | X |  | 00:00:00 | [8 empty] | WG20 |  |  | 2003 |  | 2003 |  | 1831010 |  |  |  |  | ACTV | 2013-03-12 | DZIWULS2 | 2012-03-02 | MACNEILK | 2013-03-12 | M
10063144 | MYERS GRINDER PUMP | E-S-C03-X | 327G155A | [8 empty] | IE000000000010063144 | Inactive/Scrap/Retired |  |  |  |  | 0000000000 |  |  |  | EN |  |  | DLFL INAC INST |  | X |  | 00:00:00 | [8 empty] | WG20 |  |  | 2003 |  | 2003 |  | 1831010 |  |  |  |  | ACTV | 2013-03-12 | DZIWULS2 | 2012-03-02 | MACNEILK | 2013-03-12 | M
10063155 | MYERS GRINDER PUMP | E-S-C03-X | 327G166A | [8 empty] | IE000000000010063155 | Inactive/Scrap/Retired |  |  |  |  | 0000000000 |  |  |  | EN |  |  | INST |  | X |  | 00:00:00 | [8 empty] | WG20 |  |  | 2003 |  | 2003 | GRINDER | 1831010 |  |  |  |  | ACTV | 2014-09-08 | DZIWULS2 | 2012-03-02 | PINTOM | 2014-09-08 | M | E_GRINDER
10063156 | MYERS GRINDER PUMP | E-S-C03-X | 327G167A | [8 empty] | IE000000000010063156 | Inactive/Scrap/Retired |  |  |  |  | 0000000000 |  |  |  | EN |  |  | DLFL INAC INST |  | X |  | 00:00:00 | [8 empty] | WG20 |  |  | 2003 |  | 2003 |  | 1831010 |  |  |  |  | ACTV | 2013-03-12 | DZIWULS2 | 2012-03-02 | MACNEILK | 2013-03-12 | M
10063157 | MYERS GRINDER PUMP | E-S-C03-X | 327G168A | [8 empty] | IE000000000010063157 | Inactive/Scrap/Retired |  |  |  |  | 0000000000 |  |  |  | EN |  |  | INST |  | X |  | 00:00:00 | [8 empty] | WG20 |  |  | 2003 |  | 2003 | GRINDER | 1831010 |  |  |  |  | ACTV | 2013-06-28 | DZIWULS2 | 2012-03-02 | ZYNDAK | 2013-06-28 | M | E_GRINDER
10063158 | MYERS GRINDER PUMP | E-S-C03-X | 327G169A | [8 empty] | IE000000000010063158 | Inactive/Scrap/Retired |  |  |  |  | 0000000000 |  |  |  | EN |  |  | INST |  | X |  | 00:00:00 | [8 empty] | WG20 |  |  | 2003 |  | 2003 | GRINDER | 1831010 |  |  |  |  | ACTV | 2014-08-07 | DZIWULS2 | 2012-03-02 | PINTOM | 2014-08-07 | M | E_GRINDER
10063159 | MYERS GRINDER PUMP | E-S-C03-X | 327G170A | [8 empty] | IE000000000010063159 | Inactive/Scrap/Retired |  |  |  |  | 0000000000 |  |  |  | EN |  |  | DLFL INAC INST |  | X |  | 00:00:00 | [8 empty] | WG20 |  |  | 2003 |  | 2003 |  | 1831010 |  |  |  |  | ACTV | 2013-03-12 | DZIWULS2 | 2012-03-02 | MACNEILK | 2013-03-12 | M
10063160 | PUMP, GRINDER, E-ONE | E-S-C03-X | 327G171A | [8 empty] | IE000000000010063160 | Inactive/Scrap/Retired |  |  |  |  | 0000000000 |  |  |  | EN |  |  | INST |  | X |  | 00:00:00 | [8 empty] | EXTREME SERIES AMGP | WH370000 |  | 2003 |  | 2003 | GRINDER | 1831010 |  |  |  |  | ACTV | 2022-10-11 | DZIWULS2 | 2012-03-02 | PHILLIPP | 2022-10-11 | M | E_GRINDER
10063162 | MYERS GRINDER PUMP | E-S-C03-X | 327G173A | [8 empty] | IE000000000010063162 | Inactive/Scrap/Retired |  |  |  |  | 0000000000 |  |  |  | EN |  |  | DLFL INAC INST |  | X |  | 00:00:00 | [8 empty] | WG20 |  |  | 2003 |  | 2003 |  | 1831010 |  |  |  |  | ACTV | 2013-05-20 | DZIWULS2 | 2012-03-02 | ZYNDAK | 2013-05-20 | M
10063164 | MYERS GRINDER PUMP | E-S-C03-X | 327G175A | [8 empty] | IE000000000010063164 | Inactive/Scrap/Retired |  |  |  |  | 0000000000 |  |  |  | EN |  |  | DLFL INAC INST |  | X |  | 00:00:00 | [8 empty] | WG20 |  |  | 2003 |  | 2003 |  | 1831010 |  |  |  |  | ACTV | 2013-03-12 | DZIWULS2 | 2012-03-02 | MACNEILK | 2013-03-12 | M
10063165 | MYERS GRINDER PUMP | E-S-C03-X | 327G176A | [8 empty] | IE000000000010063165 | Inactive/Scrap/Retired |  |  |  |  | 0000000000 |  |  |  | EN |  |  | DLFL INAC INST |  | X |  | 00:00:00 | [8 empty] | WG20 |  |  | 2003 |  | 2003 |  | 1831010 |  |  |  |  | ACTV | 2013-03-12 | DZIWULS2 | 2012-03-02 | MACNEILK | 2013-03-12 | M
10063166 | PUMP, GRINDER, MYERS | E-S-C03-X | 327G177A | [8 empty] | IE000000000010063166 | Inactive/Scrap/Retired |  |  |  |  | 0000000000 |  |  |  | EN |  |  | INAC INST |  | X |  | 00:00:00 | [8 empty] | WG20 |  |  | 2003 |  | 2003 | GRINDER | 1831010 |  |  |  |  | ACTV | 2016-10-24 | DZIWULS2 | 2012-03-02 | PINTOM | 2016-10-24 | M | E_GRINDER
10063167 | PUMP, GRINDER, E-ONE | E-S-C03-X | 327G178A | [8 empty] | IE000000000010063167 | Inactive/Scrap/Retired |  |  |  |  | 0000000000 |  |  |  | EN |  |  | INST |  | X |  | 00:00:00 | [8 empty] | EXTREME SERIES AMGP | WH369982 |  | 2003 |  | 2003 | GRINDER | 1831010 |  |  |  |  | ACTV | 2021-02-11 | DZIWULS2 | 2012-03-02 | PHILLIPP | 2022-10-11 | M | E_GRINDER
10063168 | MYERS GRINDER PUMP | E-S-C03-X | 327G179A | [8 empty] | IE000000000010063168 | Inactive/Scrap/Retired |  |  |  |  | 0000000000 |  |  |  | EN |  |  | INST |  | X |  | 00:00:00 | [8 empty] | WG20 |  |  | 2003 |  | 2003 | GRINDER | 1831010 |  |  |  |  | ACTV | 2013-10-28 | DZIWULS2 | 2012-03-02 | ZYNDAK | 2013-10-28 | M | E_GRINDER
10063174 | MYERS GRINDER PUMP | E-S-C03-X | 327G185A | [8 empty] | IE000000000010063174 | Inactive/Scrap/Retired |  |  |  |  | 0000000000 |  |  |  | EN |  |  | DLFL INAC INST |  | X |  | 00:00:00 | [8 empty] | WG20 |  |  | 2003 |  | 2003 |  | 1831010 |  |  |  |  | ACTV | 2013-03-12 | DZIWULS2 | 2012-03-02 | MACNEILK | 2013-03-12 | M
10063176 | MYERS GRINDER PUMP | E-S-C03-X | 327G187A | [8 empty] | IE000000000010063176 | Inactive/Scrap/Retired |  |  |  |  | 0000000000 |  |  |  | EN |  |  | DLFL INAC INST |  | X |  | 00:00:00 | [8 empty] | WG20 |  |  | 2003 |  | 2003 |  | 1831010 |  |  |  |  | ACTV | 2013-03-12 | DZIWULS2 | 2012-03-02 | MACNEILK | 2013-03-12 | M
10063177 | MYERS GRINDER PUMP | E-S-C03-X | 327G188A | [8 empty] | IE000000000010063177 | Inactive/Scrap/Retired |  |  |  |  | 0000000000 |  |  |  | EN |  |  | DLFL INAC INST |  | X |  | 00:00:00 | [8 empty] | WG20 |  |  | 2003 |  | 2003 |  | 1831010 |  |  |  |  | ACTV | 2013-03-12 | DZIWULS2 | 2012-03-02 | MACNEILK | 2013-03-12 | M
10063179 | PUMP, GRINDER, E-ONE | E-S-C03-X | 327G190A | [8 empty] | IE000000000010063179 | Inactive/Scrap/Retired |  |  |  |  | 0000000000 |  |  |  | EN |  |  | INST |  | X |  | 00:00:00 | [8 empty] | EXTREME SERIES AMGP | WH355046 |  | 2003 |  | 2003 | GRINDER | 1831010 |  |  |  |  | ACTV | 2019-09-24 | DZIWULS2 | 2012-03-02 | PINTOM | 2019-09-24 | M | E_GRINDER
10063181 | MYERS GRINDER PUMP | E-S-C03-X | 327G192A | [8 empty] | IE000000000010063181 | Inactive/Scrap/Retired |  |  |  |  | 0000000000 |  |  |  | EN |  |  | DLFL INAC INST |  | X |  | 00:00:00 | [8 empty] | WG20 |  |  | 2003 |  | 2003 |  | 1831010 |  |  |  |  | ACTV | 2013-03-12 | DZIWULS2 | 2012-03-02 | MACNEILK | 2013-03-12 | M
10063182 | MYERS GRINDER PUMP | E-S-C03-X | 327G193A | [8 empty] | IE000000000010063182 | Inactive/Scrap/Retired |  |  |  |  | 0000000000 |  |  |  | EN |  |  | INST |  | X |  | 00:00:00 | [8 empty] | WG20 |  |  | 2003 |  | 2003 | GRINDER | 1831010 |  |  |  |  | ACTV | 2014-07-09 | DZIWULS2 | 2012-03-02 | PINTOM | 2014-07-09 | M | E_GRINDER
10063183 | MYERS GRINDER PUMP | E-S-C03-X | 327G194A | [8 empty] | IE000000000010063183 | Inactive/Scrap/Retired |  |  |  |  | 0000000000 |  |  |  | EN |  |  | DLFL INAC INST |  | X |  | 00:00:00 | [8 empty] | WG20 |  |  | 2003 |  | 2003 |  | 1831010 |  |  |  |  | ACTV | 2013-03-12 | DZIWULS2 | 2012-03-02 | MACNEILK | 2013-03-12 | M
10063184 | MYERS GRINDER PUMP | E-S-C03-X | 327G195A | [8 empty] | IE000000000010063184 | Inactive/Scrap/Retired |  |  |  |  | 0000000000 |  |  |  | EN |  |  | DLFL INAC INST |  | X |  | 00:00:00 | [8 empty] | WG20 |  |  | 2003 |  | 2003 |  | 1831010 |  |  |  |  | ACTV | 2013-03-12 | DZIWULS2 | 2012-03-02 | MACNEILK | 2013-03-12 | M
10063185 | #1 MYERS GRINDER PUMP | E-S-C03-X | 327G196A | [8 empty] | IE000000000010063185 | Inactive/Scrap/Retired |  |  |  |  | 0000000000 |  |  |  | EN |  |  | DLFL INAC INST |  | X |  | 00:00:00 | [8 empty] | WG20 |  |  | 2003 |  | 2003 |  | 1831010 |  |  |  |  | ACTV | 2013-03-12 | DZIWULS2 | 2012-03-02 | MACNEILK | 2013-03-12 | M
10063187 | MYERS GRINDER PUMP | E-S-C03-X | 327G198A | [8 empty] | IE000000000010063187 | Inactive/Scrap/Retired |  |  |  |  | 0000000000 |  |  |  | EN |  |  | DLFL INAC INST |  | X |  | 00:00:00 | [8 empty] | WG20 |  |  | 2003 |  | 2003 |  | 1831010 |  |  |  |  | ACTV | 2013-03-12 | DZIWULS2 | 2012-03-02 | MACNEILK | 2013-03-12 | M
10063190 | MYERS GRINDER PUMP | E-S-C03-X | 327G201A | [8 empty] | IE000000000010063190 | Inactive/Scrap/Retired |  |  |  |  | 0000000000 |  |  |  | EN |  |  | DLFL INAC INST |  | X |  | 00:00:00 | [8 empty] | WG20 |  |  | 2003 |  | 2003 |  | 1831010 |  |  |  |  | ACTV | 2013-03-12 | DZIWULS2 | 2012-03-02 | MACNEILK | 2013-03-12 | M
10063192 | MYERS GRINDER PUMP | E-S-C03-X | 327G203A | [8 empty] | IE000000000010063192 | Inactive/Scrap/Retired |  |  |  |  | 0000000000 |  |  |  | EN |  |  | DLFL INAC INST |  | X |  | 00:00:00 | [8 empty] | WG20 |  |  | 2003 |  | 2003 |  | 1831010 |  |  |  |  | ACTV | 2013-03-12 | DZIWULS2 | 2012-03-02 | MACNEILK | 2013-03-12 | M
10063193 | PUMP, GRINDER, E-ONE | E-S-C03-X | 327G204A | [8 empty] | IE000000000010063193 | Inactive/Scrap/Retired |  |  |  |  | 0000000000 |  |  |  | EN |  |  | INST |  | X |  | 00:00:00 | [8 empty] | EXTREME SERIES AMGP | WH394498 |  | 2003 |  | 2003 | GRINDER | 1831010 |  |  |  |  | ACTV | 2021-12-02 | DZIWULS2 | 2012-03-02 | PINTOM | 2021-12-02 | M | E_GRINDER
10063194 | #1 MYERS GRINDER PUMP | E-S-C03-X | 327G205A | [8 empty] | IE000000000010063194 | Inactive/Scrap/Retired |  |  |  |  | 0000000000 |  |  |  | EN |  |  | DLFL INAC INST |  | X |  | 00:00:00 | [8 empty] | WG20 |  |  | 2003 |  | 2003 | GRINDER | 1831010 |  |  |  |  | ACTV | 2013-08-29 | DZIWULS2 | 2012-03-02 | ZYNDAK | 2013-08-29 | M | E_GRINDER
10063196 | MYERS GRINDER PUMP | E-S-C03-X | 327G207A | [8 empty] | IE000000000010063196 | Inactive/Scrap/Retired |  |  |  |  | 0000000000 |  |  |  | EN |  |  | DLFL INAC INST |  | X |  | 00:00:00 | [8 empty] | WG20 |  |  | 2003 |  | 2003 |  | 1831010 |  |  |  |  | ACTV | 2013-03-12 | DZIWULS2 | 2012-03-02 | MACNEILK | 2013-03-12 | M
10063199 | #1 MYERS GRINDER PUMP | E-S-C03-X | 327G210A | [8 empty] | IE000000000010063199 | Inactive/Scrap/Retired |  |  |  |  | 0000000000 |  |  |  | EN |  |  | DLFL INAC INST |  | X |  | 00:00:00 | [8 empty] | WG20 |  |  | 2003 |  | 2003 |  | 1831010 |  |  |  |  | ACTV | 2013-03-12 | DZIWULS2 | 2012-03-02 | MACNEILK | 2013-03-12 | M
10063202 | MYERS GRINDER PUMP | E-S-C03-X | 327G213A | [8 empty] | IE000000000010063202 | Inactive/Scrap/Retired |  |  |  |  | 0000000000 |  |  |  | EN |  |  | INAC INST |  | X |  | 00:00:00 | [8 empty] | WG20 |  |  | 2003 |  | 2003 | GRINDER | 1831010 |  |  |  |  | ACTV | 2015-04-09 | DZIWULS2 | 2012-03-02 | PINTOM | 2015-04-09 | M | E_GRINDER
10063203 | MYERS GRINDER PUMP | E-S-C03-X | 327G214A | [8 empty] | IE000000000010063203 | Inactive/Scrap/Retired |  |  |  |  | 0000000000 |  |  |  | EN |  |  | DLFL INAC INST |  | X |  | 00:00:00 | [8 empty] | WG20 |  |  | 2003 |  | 2003 |  | 1831010 |  |  |  |  | ACTV | 2013-03-12 | DZIWULS2 | 2012-03-02 | MACNEILK | 2013-03-12 | M
10063207 | MYERS GRINDER PUMP | E-S-C03-X | 327G218A | [8 empty] | IE000000000010063207 | Inactive/Scrap/Retired |  |  |  |  | 0000000000 |  |  |  | EN |  |  | DLFL INAC INST |  | X |  | 00:00:00 | [8 empty] | WG20 |  |  | 2003 |  | 2003 |  | 1831010 |  |  |  |  | ACTV | 2013-03-12 | DZIWULS2 | 2012-03-02 | MACNEILK | 2013-03-12 | M
10063215 | MYERS GRINDER PUMP | E-S-C03-X | 327G226A | [8 empty] | IE000000000010063215 | Inactive/Scrap/Retired |  |  |  |  | 0000000000 |  |  |  | EN |  |  | DLFL INAC INST |  | X |  | 00:00:00 | [8 empty] | WG20 |  |  | 2003 |  | 2003 |  | 1831010 |  |  |  |  | ACTV | 2013-03-12 | DZIWULS2 | 2012-03-02 | MACNEILK | 2013-03-12 | M
10063217 | MYERS GRINDER PUMP | E-S-C03-X | 327G228A | [8 empty] | IE000000000010063217 | Inactive/Scrap/Retired |  |  |  |  | 0000000000 |  |  |  | EN |  |  | DLFL INAC INST |  | X |  | 00:00:00 | [11 empty] | 2003 |  | 2003 |  | 1831010 |  |  |  |  | ACTV | 2013-03-12 | DZIWULS2 | 2012-03-02 | MACNEILK | 2013-03-12 | M
10063219 | MYERS GRINDER PUMP | E-S-C03-X | 327G230A | [8 empty] | IE000000000010063219 | Inactive/Scrap/Retired |  |  |  |  | 0000000000 |  |  |  | EN |  |  | DLFL INAC INST |  | X |  | 00:00:00 | [8 empty] | WG20 |  |  | 2003 |  | 2003 |  | 1831010 |  |  |  |  | ACTV | 2013-06-12 | DZIWULS2 | 2012-03-02 | ZYNDAK | 2013-06-12 | M
10063220 | MYERS GRINDER PUMP | E-S-C03-X | 327G232A | [8 empty] | IE000000000010063220 | Inactive/Scrap/Retired |  |  |  |  | 0000000000 |  |  |  | EN |  |  | INST |  | X |  | 00:00:00 | [8 empty] | WG20 |  |  | 2003 |  | 2003 | GRINDER | 1831010 |  |  |  |  | ACTV | 2013-06-03 | DZIWULS2 | 2012-03-02 | ZYNDAK | 2013-06-03 | M | E_GRINDER
10063221 | MYERS GRINDER PUMP | E-S-C03-X | 327G233A | [8 empty] | IE000000000010063221 | Inactive/Scrap/Retired |  |  |  |  | 0000000000 |  |  |  | EN |  |  | DLFL INAC INST |  | X |  | 00:00:00 | [8 empty] | WG20 |  |  | 2003 |  | 2003 |  | 1831010 |  |  |  |  | ACTV | 2013-06-13 | DZIWULS2 | 2012-03-02 | ZYNDAK | 2013-06-13 | M
10063223 | PUMP, GRINDER, E-ONE | E-S-C03-X | 327G235A | [8 empty] | IE000000000010063223 | Inactive/Scrap/Retired |  |  |  |  | 0000000000 |  |  |  | EN |  |  | INST |  | X |  | 00:00:00 | [8 empty] | EXTREME SERIES AMGP | WH355022 |  | 2003 |  | 2003 | GRINDER | 1831010 |  |  |  |  | ACTV | 2022-10-11 | DZIWULS2 | 2012-03-02 | PHILLIPP | 2022-10-11 | M | E_GRINDER
10063228 | PUMP, GRINDER, E-ONE | E-S-C03-X | 327G240A | [8 empty] | IE000000000010063228 | Inactive/Scrap/Retired |  |  |  |  | 0000000000 |  |  |  | EN |  |  | INST |  | X |  | 00:00:00 | [8 empty] | EXTREME SERIES AMGP | WH337990 |  | 2003 |  | 2003 | GRINDER | 1831010 |  |  |  |  | ACTV | 2022-10-11 | DZIWULS2 | 2012-03-02 | PHILLIPP | 2022-10-11 | M | E_GRINDER
10063230 | PUMP, GRINDER, E-ONE | E-S-C03-X | 327G242A | [8 empty] | IE000000000010063230 | Inactive/Scrap/Retired |  |  |  |  | 0000000000 |  |  |  | EN |  |  | INST |  | X |  | 00:00:00 | [8 empty] | EXTREME SERIES AMGP | WH408400 |  | 2003 |  | 2003 | GRINDER | 1831010 |  |  |  |  | ACTV | 2022-10-11 | DZIWULS2 | 2012-03-02 | PHILLIPP | 2022-10-11 | M | E_GRINDER
10063354 | PUMP, GRINDER, MYERS, #2 | E-S-C03-X | 327G011B | [8 empty] | IE000000000010063354 | Inactive/Scrap/Retired |  |  |  |  | 0000000000 |  |  |  | EN |  |  | INST |  | X |  | 00:00:00 | [8 empty] | WG20 |  |  | 2003 |  | 2003 | GRINDER | 1831010 |  |  |  |  | ACTV | 2017-02-22 | DZIWULS2 | 2012-03-02 | PINTOM | 2017-02-22 | M | E_GRINDER
10063355 | PUMP, GRINDER, E-ONE, #2 | E-S-C03-X | 327G020B | [8 empty] | IE000000000010063355 | Inactive/Scrap/Retired |  |  |  |  | 0000000000 |  |  |  | EN |  |  | INST |  | X |  | 00:00:00 | [8 empty] | EXTREME SERIES - AMG | WH408391 |  | 2003 |  | 2003 | GRINDER | 1831010 |  |  |  |  | ACTV | 2021-04-20 | DZIWULS2 | 2012-03-02 | PINTOM | 2021-04-20 | M | E_GRINDER
10063356 | PUMP, GRINDER, MYERS, #2 | E-S-C03-X | 327G042B | [8 empty] | IE000000000010063356 | Inactive/Scrap/Retired |  |  |  |  | 0000000000 |  |  |  | EN |  |  | INST |  | X |  | 00:00:00 | [8 empty] | WG20 |  |  | 2003 |  | 2003 | GRINDER | 1831010 |  |  |  |  | ACTV | 2017-07-31 | DZIWULS2 | 2012-03-02 | PINTOM | 2017-07-31 | M | E_GRINDER
10063357 | #2 MYERS GRINDER PUMP | E-S-C03-X | 327G043B | [8 empty] | IE000000000010063357 | Inactive/Scrap/Retired |  |  |  |  | 0000000000 |  |  |  | EN |  |  | DLFL INAC INST |  | X |  | 00:00:00 | [8 empty] | WG20 |  |  | 2003 |  | 2003 |  | 1831010 |  |  |  |  | ACTV | 2013-04-24 | DZIWULS2 | 2012-03-02 | ZYNDAK | 2013-04-24 | M
10063359 | #2 MYERS GRINDER PUMP | E-S-C03-X | 327G076B | [8 empty] | IE000000000010063359 | Inactive/Scrap/Retired |  |  |  |  | 0000000000 |  |  |  | EN |  |  | DLFL INAC INST |  | X |  | 00:00:00 | [8 empty] | WG20 |  |  | 2003 |  | 2003 |  | 1831010 |  |  |  |  | ACTV | 2013-03-12 | DZIWULS2 | 2012-03-02 | MACNEILK | 2013-03-12 | M
10063360 | #2 MYERS GRINDER PUMP | E-S-C03-X | 327G094B | [8 empty] | IE000000000010063360 | Inactive/Scrap/Retired |  |  |  |  | 0000000000 |  |  |  | EN |  |  | DLFL INAC INST |  | X |  | 00:00:00 | [8 empty] | WG20 |  |  | 2003 |  | 2003 |  | 1831010 |  |  |  |  | ACTV | 2013-03-12 | DZIWULS2 | 2012-03-02 | MACNEILK | 2013-03-12 | M
10063362 | PUMP, GRINDER, MYERS, #2 | E-S-C03-X | 327G107B | [8 empty] | IE000000000010063362 | Inactive/Scrap/Retired |  |  |  |  | 0000000000 |  |  |  | EN |  |  | INAC INST |  | X |  | 00:00:00 | [8 empty] | WG20 |  |  | 2003 |  | 2003 | GRINDER | 1831010 |  |  |  |  | ACTV | 2017-06-29 | DZIWULS2 | 2012-03-02 | PINTOM | 2017-06-29 | M | E_GRINDER
10063363 | PUMP, GRINDER, MYERS, #2 | E-S-C03-X | 327G110B | [8 empty] | IE000000000010063363 | Inactive/Scrap/Retired |  |  |  |  | 0000000000 |  |  |  | EN |  |  | INAC INST |  | X |  | 00:00:00 | [8 empty] | WG20 |  |  | 2003 |  | 2003 | GRINDER | 1831010 |  |  |  |  | ACTV | 2015-12-29 | DZIWULS2 | 2012-03-02 | PINTOM | 2015-12-29 | M | E_GRINDER
10063366 | #2 MYERS GRINDER PUMP | E-S-C03-X | 327G196B | [8 empty] | IE000000000010063366 | Inactive/Scrap/Retired |  |  |  |  | 0000000000 |  |  |  | EN |  |  | DLFL INAC INST |  | X |  | 00:00:00 | [8 empty] | WG20 |  |  | 2003 |  | 2003 |  | 1831010 |  |  |  |  | ACTV | 2013-03-12 | DZIWULS2 | 2012-03-02 | MACNEILK | 2013-03-12 | M
10063367 | #2 MYERS GRINDER PUMP | E-S-C03-X | 327G205B | [8 empty] | IE000000000010063367 | Inactive/Scrap/Retired |  |  |  |  | 0000000000 |  |  |  | EN |  |  | DLFL INAC INST |  | X |  | 00:00:00 | [8 empty] | WG20 |  |  | 2003 |  | 2003 | GRINDER | 1831010 |  |  |  |  | ACTV | 2013-08-29 | DZIWULS2 | 2012-03-02 | ZYNDAK | 2013-08-29 | M | E_GRINDER
10063368 | #2 MYERS GRINDER PUMP | E-S-C03-X | 327G210B | [8 empty] | IE000000000010063368 | Inactive/Scrap/Retired |  |  |  |  | 0000000000 |  |  |  | EN |  |  | DLFL INAC INST |  | X |  | 00:00:00 | [8 empty] | WG20 |  |  | 2003 |  | 2003 |  | 1831010 |  |  |  |  | ACTV | 2013-03-12 | DZIWULS2 | 2012-03-02 | MACNEILK | 2013-03-12 | M
10064477 | BLASDELL PUMP STATION OVERFLOW | E-S-C03-X | SAP700087 | [8 empty] | IE000000000010064477 | Inactive/Scrap/Retired |  |  |  |  | 0000000000 |  |  |  | EN |  |  | INAC INST |  | X |  | 00:00:00 | [11 empty] | 2003 |  | 2003 | SEWER | 1831010 |  |  |  |  | ACTV | 2017-12-07 | DZIWULS2 | 2012-03-21 | PINTOM | 2017-12-07 | M | E_OUTFALL | 14E2D7
10068094 | E-ONE GRINDER PUMP | E-S-C03-X | [9 empty] | IE000000000010068094 | Inactive/Scrap/Retired |  |  |  |  | 0000000000 |  |  |  | EN |  |  | DLFL INAC INST |  | X |  | 00:00:00 | [11 empty] | 2003 |  | 2003 |  | 1831010 |  |  |  |  | ACTV | 2013-09-24 | DZIWULS2 | 2012-03-22 | HERSEYT2 | 2013-09-24 | M
10068096 | E-ONE GRINDER PUMP | E-S-C03-X | [9 empty] | IE000000000010068096 | Inactive/Scrap/Retired |  |  |  |  | 0000000000 |  |  |  | EN |  |  | DLFL INAC INST |  | X |  | 00:00:00 | [11 empty] | 2003 |  | 2003 |  | 1831010 |  |  |  |  | ACTV | 2013-09-24 | DZIWULS2 | 2012-03-22 | HERSEYT2 | 2013-09-24 | M
10068101 | PUMP, GRINDER, E-ONE | E-S-C03-X | SAP80035 | [8 empty] | IE000000000010068101 | Inactive/Scrap/Retired |  |  |  |  | 0000000000 |  |  |  | EN |  |  | INST |  | X |  | 00:00:00 | [7 empty] | ENVIRONMENT ONE CORPORATION | EXTREME SERIES AMGP | WH427070 |  | 2003 |  | 2003 | GRINDER | 1831010 |  |  |  |  | ACTV | 2022-10-11 | DZIWULS2 | 2012-03-22 | PHILLIPP | 2022-10-11 | M | E_GRINDER
10068104 | PUMP, GRINDER, E-ONE | E-S-C03-X | SAP80038 | [8 empty] | IE000000000010068104 | Inactive/Scrap/Retired |  |  |  |  | 0000000000 |  |  |  | EN |  |  | INST |  | X |  | 00:00:00 | [7 empty] | ENVIRONMENT ONE CORPORATION | EXTREME SERIES AMGP | WH427073 |  | 2003 |  | 2003 | GRINDER | 1831010 |  |  |  |  | ACTV | 2022-10-11 | DZIWULS2 | 2012-03-22 | PHILLIPP | 2022-10-11 | M | E_GRINDER
10068122 | PUMP, GRINDER, E-ONE | E-S-C03-X | SAP80056 | [8 empty] | IE000000000010068122 | Inactive/Scrap/Retired |  |  |  |  | 0000000000 |  |  |  | EN |  |  | INST |  | X |  | 00:00:00 | [7 empty] | ENVIRONMENT ONE CORPORATION | EXTREME SERIES AMGP | WH427106 |  | 2003 |  | 2003 | GRINDER | 1831010 |  |  |  |  | ACTV | 2019-07-25 | DZIWULS2 | 2012-03-22 | PINTOM | 2019-07-25 | M | E_GRINDER
10068146 | PUMP, GRINDER, E-ONE | E-S-C03-X | SAP80080 | [8 empty] | IE000000000010068146 | Inactive/Scrap/Retired |  |  |  |  | 0000000000 |  |  |  | EN |  |  | INST |  | X |  | 00:00:00 | [7 empty] | ENVIRONMENT ONE CORPORATION | EXTREME SERIES AMGP | WH427362 |  | 2003 |  | 2003 | GRINDER | 1831010 |  |  |  |  | ACTV | 2022-10-11 | DZIWULS2 | 2012-03-22 | PHILLIPP | 2022-10-11 | M | E_GRINDER
10068530 | MYERS GRINDER PUMP | E-S-C03-X | 327G244A | [8 empty] | IE000000000010068530 | Inactive/Scrap/Retired |  |  |  |  | 0000000000 |  |  |  | EN |  |  | DLFL INAC INST |  | X |  | 00:00:00 | [8 empty] | EXTREME SERIES AMGP |  |  | 2003 |  | 2003 |  | 1831010 |  |  |  |  | ACTV | 2013-03-11 | KRUGL | 2012-06-25 | MACNEILK | 2013-03-12 | M |  | EB436
10068574 | PUMP-GRINDER, SUMP, 20C(DUPLICATE) | E-S-C03-X | [9 empty] | IE000000000010068574 | Inactive/Scrap/Retired |  |  |  |  | 0000000000 |  |  |  | EN |  |  | INST |  | X |  | 00:00:00 | [11 empty] | 2003 |  | 2003 | PUMP | 1831010 |  |  |  |  | ACTV | 2020-10-12 | KAMINSKK | 2012-08-13 | PINTOM | 2020-10-12 | M | E_PUMP
10068752 | PUMP, LIME FEED #1 | E-S-C03-X | 20205 | [8 empty] | IE000000000010068752 | Inactive/Scrap/Retired |  |  |  |  | 0000000000 |  |  |  | EN |  |  | DLFL INAC INST |  | X |  | 00:00:00 | [11 empty] | 2003 |  | 2003 |  | 1831010 |  |  |  |  | ACTV | 2013-03-16 | ZYNDAK | 2013-03-16 | ZYNDAK | 2013-03-16 | M
10068753 | PUMP, LIME FEED #2 | E-S-C03-X | 20206 | [8 empty] | IE000000000010068753 | Inactive/Scrap/Retired |  |  |  |  | 0000000000 |  |  |  | EN |  |  | DLFL INAC INST |  | X |  | 00:00:00 | [11 empty] | 2003 |  | 2003 |  | 1831010 |  |  |  |  | ACTV | 2013-03-16 | ZYNDAK | 2013-03-16 | ZYNDAK | 2013-03-16 | M
10068754 | PUMP, LIME TRANSFER | E-S-C03-X | 20207 | [8 empty] | IE000000000010068754 | Inactive/Scrap/Retired |  |  |  |  | 0000000000 |  |  |  | EN |  |  | DLFL INAC INST |  | X |  | 00:00:00 | [11 empty] | 2003 |  | 2003 | GENL | 1831010 |  |  |  |  | ACTV | 2013-03-16 | ZYNDAK | 2013-03-16 | ZYNDAK | 2013-03-16 | M
10068755 | PUMP, LIME FEED #4 | E-S-C03-X | 20208 | [8 empty] | IE000000000010068755 | Inactive/Scrap/Retired |  |  |  |  | 0000000000 |  |  |  | EN |  |  | DLFL INAC INST |  | X |  | 00:00:00 | [11 empty] | 2003 |  | 2003 |  | 1831010 |  |  |  |  | ACTV | 2013-03-16 | ZYNDAK | 2013-03-16 | ZYNDAK | 2013-03-16 | M
10068783 | PUMP, GRINDER, E-ONE | E-S-C03-X | [9 empty] | IE000000000010068783 | Inactive/Scrap/Retired |  |  |  |  | 0000000000 |  |  |  | EN |  |  | INST |  | X |  | 00:00:00 | [8 empty] | EXTREME SERIES AMGP | WH407479 |  | 2003 | C03 | 2003 | GRINDER | 1831010 | CM03_100 | C03 |  |  | ACTV | 2021-11-29 | PINTOM | 2013-05-07 | PINTOM | 2021-11-29 | M | E_GRINDER
10068784 | PUMP, GRINDER, E-ONE | E-S-C03-X | [9 empty] | IE000000000010068784 | Inactive/Scrap/Retired |  |  |  |  | 0000000000 |  |  |  | EN |  |  | INST |  | X |  | 00:00:00 | [8 empty] | EXTREME SERIES AMGP | WH355067 |  | 2003 |  | 2003 | GRINDER | 1831010 |  |  |  |  | ACTV | 2022-10-11 | ZYNDAK | 2013-05-14 | PHILLIPP | 2022-10-11 | M | E_GRINDER
10068834 | PUMP, GRINDER, E-ONE | E-S-C03-X | [9 empty] | IE000000000010068834 | Inactive/Scrap/Retired |  |  |  |  | 0000000000 |  |  |  | EN |  |  | INST |  | X |  | 00:00:00 | [7 empty] | ENVIRONMENT ONE CORPORATION | EXTREME SERIES AMGP | WH460670 |  | 2003 |  | 2003 | GRINDER | 1831010 |  |  |  |  | ACTV | 2022-10-11 | ZYNDAK | 2013-06-25 | PHILLIPP | 2022-10-11 | M | E_GRINDER
10068846 | PUMP, GRINDER, E-ONE | E-S-C03-X | [9 empty] | IE000000000010068846 | Inactive/Scrap/Retired |  |  |  |  | 0000000000 |  |  |  | EN |  |  | INST |  | X |  | 00:00:00 | [7 empty] | ENVIRONMENT ONE CORPORATION | EXTREME SERIES AMGP | WH460635 |  | 2003 |  | 2003 | GRINDER | 1831010 |  |  |  |  | ACTV | 2022-10-11 | ZYNDAK | 2013-06-25 | PHILLIPP | 2022-10-11 | M | E_GRINDER
10068867 | PUMP, GRINDER, E-ONE | E-S-C03-X | [9 empty] | IE000000000010068867 | Inactive/Scrap/Retired |  |  |  |  | 0000000000 |  |  |  | EN |  |  | INST |  | X |  | 00:00:00 | [7 empty] | ENVIRONMENT ONE CORPORATION | EXTREME SERIES AMGP | WH460402 |  | 2003 |  | 2003 | GRINDER | 1831010 |  |  |  |  | ACTV | 2022-10-11 | ZYNDAK | 2013-06-25 | PHILLIPP | 2022-10-11 | M | E_GRINDER
10068885 | PUMP, GRINDER, E-ONE | E-S-C03-X | [9 empty] | IE000000000010068885 | Inactive/Scrap/Retired |  |  |  |  | 0000000000 |  |  |  | EN |  |  | INST |  | X |  | 00:00:00 | [7 empty] | ENVIRONMENT ONE CORPORATION | EXTREME SERIES AMGP | WH460452 |  | 2003 |  | 2003 | GRINDER | 1831010 |  |  |  |  | ACTV | 2020-07-23 | ZYNDAK | 2013-06-25 | PINTOM | 2020-07-23 | M | E_GRINDER
10068889 | PUMP, GRINDER, E-ONE | E-S-C03-X | [9 empty] | IE000000000010068889 | Inactive/Scrap/Retired |  |  |  |  | 0000000000 |  |  |  | EN |  |  | INST |  | X |  | 00:00:00 | [7 empty] | ENVIRONMENT ONE CORPORATION | EXTREME SERIES AMGP | WH460643 |  | 2003 |  | 2003 | GRINDER | 1831010 |  |  |  |  | ACTV | 2022-10-11 | ZYNDAK | 2013-06-25 | PHILLIPP | 2022-10-11 | M | E_GRINDER
10070089 | PUMP, GRINDER, E-ONE | E-S-C03-X | [9 empty] | IE000000000010070089 | Inactive/Scrap/Retired |  |  |  |  | 0000000000 |  |  |  | EN |  |  | INST |  | X |  | 00:00:00 | [8 empty] | EXTREME SERIES AMGP | WH407432 |  | 2003 |  | 2003 | GRINDER | 1831010 |  |  |  |  | ACTV | 2020-07-09 | PINTOM | 2014-05-05 | PINTOM | 2020-07-09 | M | E_GRINDER
10070879 | PUMP, GRINDER, E-ONE | E-S-C03-X | [9 empty] | IE000000000010070879 | Inactive/Scrap/Retired |  |  |  |  | 0000000000 |  |  |  | EN |  |  | INST |  | X |  | 00:00:00 | [8 empty] | EXTREME SERIES AMGP | WH407492 |  | 2003 |  | 2003 | GRINDER | 1831010 |  |  |  |  | ACTV | 2021-04-14 | PINTOM | 2015-01-06 | PINTOM | 2021-04-14 | M | E_GRINDER
10071746 | PUMP, SUBMERSIBLE, COUNTRY WOODS | E-S-C03-X | [9 empty] | IE000000000010071746 | Inactive/Scrap/Retired |  |  |  |  | 0000000000 |  |  |  | EN |  |  | INAC INST |  | X |  | 00:00:00 | [7 empty] | MYERS | 4VHX75M4-03 | 690240 |  | 2003 | F03 | 2003 | PUMP | 1831010 | FM03_100 | F03 |  |  | ACTV | 2016-10-11 | PINTOM | 2015-10-14 | PINTOM | 2016-10-11 | M | E_PUMP
10072352 | PUMP, GRINDER, E-ONE | E-S-C03-X | [9 empty] | IE000000000010072352 | Inactive/Scrap/Retired |  |  |  |  | 0000000000 |  |  |  | EN |  |  | INST |  | X |  | 00:00:00 | [8 empty] | EXTREME SERIES AMGP | WH369974 |  | 2003 |  | 2003 | GRINDER | 1831010 |  |  |  |  | ACTV | 2022-11-30 | PINTOM | 2016-08-12 | PHILLIPP | 2022-11-30 | M | E_GRINDER
10072353 | PUMP, GRINDER, E-ONE | E-S-C03-X | [9 empty] | IE000000000010072353 | Inactive/Scrap/Retired |  |  |  |  | 0000000000 |  |  |  | EN |  |  | INST |  | X |  | 00:00:00 | [8 empty] | EXTREME SERIES AMGP | WH369978 |  | 2003 |  | 2003 | GRINDER | 1831010 |  |  |  |  | ACTV | 2022-10-11 | PINTOM | 2016-08-12 | PHILLIPP | 2022-10-11 | M | E_GRINDER
10072642 | PUMP | E-S-C03-X | [9 empty] | IE000000000010072642 | Inactive/Scrap/Retired | 14052 |  |  |  | 0000000000 |  |  |  | EN |  | 360 Center St | INAC INST |  | X |  | 00:00:00 | [11 empty] | 2003 | F08 | 2003 | PUMP | 1831010 | FM03_100 | F08 |  |  | ACTV | 2017-01-03 | PINTOM | 2017-01-03 | PINTOM | 2017-01-03 | M | E_PUMP
10079739 | LINCOLN AUTO GREASER FOR SCHWING PUMPS | E-S-C03-X |  |  |  | SERIES #P30192611114 | [5 empty] | IE000000000010079739 | Inactive/Scrap/Retired | 14219 |  |  | NY | 0000000000 |  |  |  | EN |  | 3690 LAKESHORE ROAD | INST |  | X |  | 00:00:00 |  |  | USD |  |  |  |  | LINCOLN | QLS-301 PUMP |  |  | 2003 |  | 2003 | GENL | 1831010 |  |  |  |  | ACTV | 2019-03-19 | KAMINSKK | 2019-03-18 | KAMINSKK | 2019-03-19 | M | E_PUMP
10080358 | PUMP, E-ONE | E-S-C03-X | [9 empty] | IE000000000010080358 | Inactive/Scrap/Retired | 14052 |  |  |  | 0000000000 |  |  |  | EN |  | Brooklea Dr & 20A | INST |  | X |  | 00:00:00 | [7 empty] | E-ONE |  | DH454183 |  | 2003 | F08 | 2003 | PUMP | 1831010 | FM03_100 | F08 |  |  | ACTV | 2022-12-05 | PINTOM | 2020-01-27 | PHILLIPP | 2022-12-05 | M | E_PUMP
10003680 | MOTOR, PUMP 1, STORM, 5MGD | E-S-C06-F-BPK-DRYWL | 6-4001-M | [7 empty] | BETHLEHEM PARK PUMP STATION | IE000000000010003680 | BETH PARK PS DRY WELL | 14218 |  |  |  | 0000000000 |  |  |  | EN |  | 80 Jackson | ASEQ |  | X |  | 00:00:00 | [7 empty] | GENERAL ELECTRIC | 5K364ST514 | PEG1201016 |  | 2006 | F06 | 2006 | MOTOR | 1861010 | FM06_100 | F06 | 10003681 |  | ACTV | 2013-03-15 | DZIWULS2 | 2012-02-22 | ZYNDAK | 2013-03-15 | M | E_MOTOR
10003681 | PUMP 1 | E-S-C06-F-BPK-DRYWL | 6-4001-P | [7 empty] | BETHLEHEM PARK PUMP STATION | IE000000000010003681 | BETH PARK PS DRY WELL | 14218 |  |  |  | 0000000000 |  |  |  | EN |  | 80 Jackson | INST |  | X |  | 00:00:00 | [7 empty] | GOULD | MFD 16 X 16 - 14 (65 | M38135 |  | 2006 | F06 | 2006 | PUMP | 1861010 | FM06_100 | F06 |  |  | ACTV | 2011-01-01 | DZIWULS2 | 2012-02-22 | SWEETM | 2013-02-07 | M | E_PUMP
10003683 | MOTOR, PUMP 2, STORM, 10 MGD | E-S-C06-F-BPK-DRYWL | 6-4002-M | [7 empty] | BETHLEHEM PARK PUMP STATION | IE000000000010003683 | BETH PARK PS DRY WELL | 14218 |  |  |  | 0000000000 |  |  |  | EN |  | 80 Jackson | ASEQ |  | X |  | 00:00:00 | [7 empty] | 101311 | 5K405DP512 | PEG124032 |  | 2006 | F06 | 2006 | MOTOR | 1861010 | FM06_100 | F06 | 10003684 |  | ACTV | 2013-03-15 | DZIWULS2 | 2012-02-22 | ZYNDAK | 2013-03-15 | M | E_MOTOR
10003684 | PUMP 2 | E-S-C06-F-BPK-DRYWL | 6-4002-P | [7 empty] | BETHLEHEM PARK PUMP STATION | IE000000000010003684 | BETH PARK PS DRY WELL | 14218 |  |  |  | 0000000000 |  |  |  | EN |  | 80 Jackson | INST |  | X |  | 00:00:00 | [7 empty] | GOULD | MFD 18 X 20 - 17 | M38134 |  | 2006 | F06 | 2006 | PUMP | 1861010 | FM06_100 | F06 |  |  | ACTV | 2011-01-01 | DZIWULS2 | 2012-02-22 | SWEETM | 2013-02-07 | M | E_PUMP
10003685 | PUMP, SUMP | E-S-C06-F-BPK-DRYWL | 6-4003 | [7 empty] | BETHLEHEM PARK PUMP STATION | IE000000000010003685 | BETH PARK PS DRY WELL | 14218 |  |  |  | 0000000000 |  |  |  | EN |  | 80 Jackson | INST |  | X |  | 00:00:00 | [7 empty] | AURORA/HYDRO | HYDROMATIC SPD#50MH6 |  |  | 2006 | F06 | 2006 | PUMP | 1861010 | FM06_100 | F06 |  |  | ACTV | 2011-01-01 | DZIWULS2 | 2012-02-22 | SWEETM | 2013-02-07 | M | E_PUMP
10003704 | PANEL, ALARM, PUMP, PANALARM SYSTEM | E-S-C06-F-BPK-ELINS | 6-4016 | [7 empty] | BETHLEHEM PARK PUMP STATION | IE000000000010003704 | BETH PARK PS ELECTRICAL/INSTRUMENTATION | 14218 |  |  |  | 0000000000 |  |  |  | EN |  | 80 Jackson | INST |  | X |  | 00:00:00 | [11 empty] | 2006 | F06 | 2006 | MONITOR | 1861010 | FM06_100 | F06 |  |  | ACTV | 2011-01-01 | DZIWULS2 | 2012-02-22 | SWEETM | 2013-02-07 | M | E_MONITOR
10003913 | MOTOR, PUMP 2, SANITARY | E-S-C06-F-CMC-DRYWL | 6-8002-M | [7 empty] | COMMERCE DRIVE PUMP STATION | IE000000000010003913 | COMMERCE DR PS DRY WELL | 14218 |  |  |  | 0000000000 |  |  |  | EN |  | Commerce Dr | ASEQ |  | X |  | 00:00:00 | [7 empty] | DAVIS EMU | FO 172-4/8/H.P. 5.4 |  |  | 2006 | F06 | 2006 | MOTOR | 1861010 | FM06_100 | F06 | 10073638 |  | ACTV | 2019-01-04 | DZIWULS2 | 2012-02-22 | PINTOM | 2019-01-04 | M | E_MOTOR
10003917 | PUMP, SUMP | E-S-C06-F-CMC-DRYWL | 6-8005 | [7 empty] | COMMERCE DRIVE PUMP STATION | IE000000000010003917 | COMMERCE DR PS DRY WELL | 14218 |  |  |  | 0000000000 |  |  |  | EN |  | Commerce Dr | INST |  | X |  | 00:00:00 | [7 empty] | AURORA/HYDRO | SW33A FA841-198 | 17713 |  | 2006 | F06 | 2006 | PUMP | 1861010 | FM06_100 | F06 |  |  | ACTV | 2011-01-01 | DZIWULS2 | 2012-02-22 | SWEETM | 2013-02-07 | M | E_PUMP
10073637 | PUMP, 1 | E-S-C06-F-CMC-DRYWL | [8 empty] | COMMERCE DRIVE PUMP STATION | IE000000000010073637 | COMMERCE DR PS DRY WELL | 14218 |  |  |  | 0000000000 |  |  |  | EN |  | Commerce Dr | INST |  | X |  | 00:00:00 |  |  | USD |  |  |  |  | WILO | FA10.51E | 2700650330671 |  | 2006 | F06 | 2006 | PUMP | 1861010 | FM06_100 | F06 |  |  | ACTV | 2018-04-26 | PINTOM | 2018-04-26 | PINTOM | 2020-06-04 | M | E_PUMP
10073638 | PUMP, 2 | E-S-C06-F-CMC-DRYWL |  |  |  | 600033 |  |  |  |  | COMMERCE DRIVE PUMP STATION | IE000000000010073638 | COMMERCE DR PS DRY WELL | 14218 |  |  |  | 0000000000 |  |  |  | EN |  | Commerce Dr | INST |  | X |  | 00:00:00 |  |  | USD |  |  |  |  | WILO | FA10.51E | 2700650330670 |  | 2006 | F06 | 2006 | PUMP | 1861010 | FM06_100 | F06 |  |  | ACTV | 2020-05-13 | PINTOM | 2018-04-26 | PINTOM | 2020-06-04 | M | E_PUMP
10003782 | PUMP, SANITARY, 1, SOUTH | E-S-C06-F-DRC-DRYWL | 6-6001 | [7 empty] | DORRANCE AVENUE PUMP STATION | IE000000000010003782 | DORRANCE AVE PS DRY WELL | 14218 |  |  |  | 0000000000 |  |  |  | EN |  | 25 Dorrance Ave | INST |  | X |  | 00:00:00 | [7 empty] | WORTHINGTON | 8 FLVS - 18 | 78-TP-90292-1 |  | 2006 | F06 | 2006 | PUMP | 1861010 | FM06_100 | F06 |  |  | ACTV | 2011-01-01 | DZIWULS2 | 2012-02-22 | ZYNDAK | 2013-03-15 | M | E_PUMP
10003784 | MOTOR, PUMP 1, SANITARY, SOUTH | E-S-C06-F-DRC-DRYWL | 6-6001-M | [7 empty] | DORRANCE AVENUE PUMP STATION | IE000000000010003784 | DORRANCE AVE PS DRY WELL | 14218 |  |  |  | 0000000000 |  |  |  | EN |  | 25 Dorrance Ave | ASEQ |  | X |  | 00:00:00 | [7 empty] | GEN. ELECT. | 5K6268XH4029A | CRJ321141 |  | 2006 | F06 | 2006 | MOTOR | 1861010 | FM06_100 | F06 | 10003782 |  | ACTV | 2013-03-15 | DZIWULS2 | 2012-02-22 | ZYNDAK | 2013-03-15 | M | E_MOTOR
10003786 | PUMP, SANITARY, 2, CENTER | E-S-C06-F-DRC-DRYWL | 6-6002 | [7 empty] | DORRANCE AVENUE PUMP STATION | IE000000000010003786 | DORRANCE AVE PS DRY WELL | 14218 |  |  |  | 0000000000 |  |  |  | EN |  | 25 Dorrance Ave | INST |  | X |  | 00:00:00 | [7 empty] | WORTHINGTON | 8 FLVS - 18 | 78-TP-90292-2 |  | 2006 | F06 | 2006 | PUMP | 1861010 | FM06_100 | F06 |  |  | ACTV | 2011-01-01 | DZIWULS2 | 2012-02-22 | ZYNDAK | 2013-03-15 | M | E_PUMP
10003788 | MOTOR, PUMP 2, SANITARY, CENTER | E-S-C06-F-DRC-DRYWL | 6-6002-M | [7 empty] | DORRANCE AVENUE PUMP STATION | IE000000000010003788 | DORRANCE AVE PS DRY WELL | 14218 |  |  |  | 0000000000 |  |  |  | EN |  | 25 Dorrance Ave | ASEQ |  | X |  | 00:00:00 | [7 empty] | GEN. ELECT. | 5K405DP7412P | WFG385014 |  | 2006 | F06 | 2006 | MOTOR | 1861010 | FM06_100 | F06 | 10003786 |  | ACTV | 2013-03-15 | DZIWULS2 | 2012-02-22 | ZYNDAK | 2013-03-15 | M | E_MOTOR
10003790 | PUMP, SANITARY, 3, NORTH | E-S-C06-F-DRC-DRYWL | 6-6003 | [7 empty] | DORRANCE AVENUE PUMP STATION | IE000000000010003790 | DORRANCE AVE PS DRY WELL | 14218 |  |  |  | 0000000000 |  |  |  | EN |  | 25 Dorrance Ave | INST |  | X |  | 00:00:00 | [7 empty] | WORTHINGTON | 8 FLVS - 18 | 78-TP-90292-3 |  | 2006 | F06 | 2006 | PUMP | 1861010 | FM06_100 | F06 |  |  | ACTV | 2011-01-01 | DZIWULS2 | 2012-02-22 | ZYNDAK | 2013-03-15 | M | E_PUMP
10003792 | MOTOR, PUMP 3, SANITARY, NORTH | E-S-C06-F-DRC-DRYWL | 6-6003-M | [7 empty] | DORRANCE AVENUE PUMP STATION | IE000000000010003792 | DORRANCE AVE PS DRY WELL | 14218 |  |  |  | 0000000000 |  |  |  | EN |  | 25 Dorrance Ave | ASEQ |  | X |  | 00:00:00 | [7 empty] | GEN. ELECT. | 5K6268XH4029A | CRJ321139 |  | 2006 | F06 | 2006 | MOTOR | 1861010 | FM06_100 | F06 | 10003790 |  | ACTV | 2013-03-15 | DZIWULS2 | 2012-02-22 | ZYNDAK | 2013-03-15 | M | E_MOTOR
10003794 | PUMP 1, STORM (SOUTH) | E-S-C06-F-DRC-DRYWL | 6-6004 | [7 empty] | DORRANCE AVENUE PUMP STATION | IE000000000010003794 | DORRANCE AVE PS DRY WELL | 14218 |  |  |  | 0000000000 |  |  |  | EN |  | 25 Dorrance Ave | INST |  | X |  | 00:00:00 | [7 empty] | WORTHINGTON | 16MNF-25 | 78Z001739-2 |  | 2006 | F06 | 2006 | PUMP | 1861010 | FM06_100 | F06 |  |  | ACTV | 2011-01-01 | DZIWULS2 | 2012-02-22 | SWEETM | 2013-02-07 | M | E_PUMP
10003796 | MOTOR, PUMP 1, STORM, SOUTH | E-S-C06-F-DRC-DRYWL | 6-6004-M | [7 empty] | DORRANCE AVENUE PUMP STATION | IE000000000010003796 | DORRANCE AVE PS DRY WELL | 14218 |  |  |  | 0000000000 |  |  |  | EN |  | 25 Dorrance Ave | ASEQ |  | X |  | 00:00:00 | [7 empty] | CONTINENTAL |  | H25722 |  | 2006 | F06 | 2006 | MOTOR | 1861010 | FM06_100 | F06 | 10003794 |  | ACTV | 2013-03-15 | DZIWULS2 | 2012-02-22 | ZYNDAK | 2013-03-15 | M | E_MOTOR
10003797 | PUMP 2, STORM | E-S-C06-F-DRC-DRYWL | 6-6005 | [7 empty] | DORRANCE AVENUE PUMP STATION | IE000000000010003797 | DORRANCE AVE PS DRY WELL | 14218 |  |  |  | 0000000000 |  |  |  | EN |  | 25 Dorrance Ave | INST |  | X |  | 00:00:00 | [7 empty] | WORTHINGTON | 16MNF-25 | 78Z001739-3 |  | 2006 | F06 | 2006 | PUMP | 1861010 | FM06_100 | F06 |  |  | ACTV | 2011-01-01 | DZIWULS2 | 2012-02-22 | SWEETM | 2013-02-07 | M | E_PUMP
10003799 | MOTOR, PUMP 2, STORM | E-S-C06-F-DRC-DRYWL | 6-6005-M | [7 empty] | DORRANCE AVENUE PUMP STATION | IE000000000010003799 | DORRANCE AVE PS DRY WELL | 14218 |  |  |  | 0000000000 |  |  |  | EN |  | 25 Dorrance Ave | ASEQ |  | X |  | 00:00:00 | [9 empty] | H25273 |  | 2006 | F06 | 2006 | MOTOR | 1861010 | FM06_100 | F06 | 10003797 |  | ACTV | 2013-03-15 | DZIWULS2 | 2012-02-22 | ZYNDAK | 2013-03-15 | M | E_MOTOR
10003800 | PUMP 3, STORM | E-S-C06-F-DRC-DRYWL | 6-6006 | [7 empty] | DORRANCE AVENUE PUMP STATION | IE000000000010003800 | DORRANCE AVE PS DRY WELL | 14218 |  |  |  | 0000000000 |  |  |  | EN |  | 25 Dorrance Ave | INST |  | X |  | 00:00:00 | [7 empty] | WORTHINGTON | 16MNF-25 | 78Z001739-4 |  | 2006 | F06 | 2006 | PUMP | 1861010 | FM06_100 | F06 |  |  | ACTV | 2011-01-01 | DZIWULS2 | 2012-02-22 | SWEETM | 2013-02-07 | M | E_PUMP
10003802 | MOTOR, PUMP 3, STORM | E-S-C06-F-DRC-DRYWL | 6-6006-M | [7 empty] | DORRANCE AVENUE PUMP STATION | IE000000000010003802 | DORRANCE AVE PS DRY WELL | 14218 |  |  |  | 0000000000 |  |  |  | EN |  | 25 Dorrance Ave | ASEQ |  | X |  | 00:00:00 | [9 empty] | H52721 |  | 2006 | F06 | 2006 | MOTOR | 1861010 | FM06_100 | F06 | 10003800 |  | ACTV | 2013-03-15 | DZIWULS2 | 2012-02-22 | ZYNDAK | 2013-03-15 | M | E_MOTOR
10003803 | PUMP 4, STORM (NORTH) | E-S-C06-F-DRC-DRYWL | 6-6007 | [7 empty] | DORRANCE AVENUE PUMP STATION | IE000000000010003803 | DORRANCE AVE PS DRY WELL | 14218 |  |  |  | 0000000000 |  |  |  | EN |  | 25 Dorrance Ave | INST |  | X |  | 00:00:00 | [7 empty] | WORTHINGTON | 16MNF-25 | 78Z001739-1 |  | 2006 | F06 | 2006 | PUMP | 1861010 | FM06_100 | F06 |  |  | ACTV | 2011-01-01 | DZIWULS2 | 2012-02-22 | KAMINSKK | 2019-03-25 | M | E_PUMP
10003805 | STORM PUMP 4 (NORTH) - MOTOR | E-S-C06-F-DRC-DRYWL | 6-6007-M | [7 empty] | DORRANCE AVENUE PUMP STATION | IE000000000010003805 | DORRANCE AVE PS DRY WELL | 14218 |  |  |  | 0000000000 |  |  |  | EN |  | 25 Dorrance Ave | ASEQ |  | X |  | 00:00:00 | [11 empty] | 2006 | F06 | 2006 | PUMP | 1861010 | FM06_100 | F06 | 10003803 |  | ACTV | 2013-03-15 | DZIWULS2 | 2012-02-22 | ZYNDAK | 2013-03-15 | M | E_PUMP
10003806 | PUMP, SUBMERSIBLE (WET WELL) | E-S-C06-F-DRC-DRYWL | 6-6008 | [7 empty] | DORRANCE AVENUE PUMP STATION | IE000000000010003806 | DORRANCE AVE PS DRY WELL | 14218 |  |  |  | 0000000000 |  |  |  | EN |  | 25 Dorrance Ave | INST |  | X |  | 00:00:00 | [7 empty] | HYDROMATIC | 30MPV |  |  | 2006 | F06 | 2006 | PUMP | 1861010 | FM06_100 | F06 |  |  | ACTV | 2011-01-01 | DZIWULS2 | 2012-02-22 | SWEETM | 2013-02-07 | M | E_PUMP
10003807 | PUMP 1, SUMP | E-S-C06-F-DRC-DRYWL | 6-6009-1 | [7 empty] | DORRANCE AVENUE PUMP STATION | IE000000000010003807 | DORRANCE AVE PS DRY WELL | 14218 |  |  |  | 0000000000 |  |  |  | EN |  | 25 Dorrance Ave | INST |  | X |  | 00:00:00 | [7 empty] | AURORA/HYDRO | HYDROMATIC OSP50 |  |  | 2006 | F06 | 2006 | PUMP | 1861010 | FM06_100 | F06 |  |  | ACTV | 2011-01-01 | DZIWULS2 | 2012-02-22 | SWEETM | 2013-02-07 | M | E_PUMP
10003808 | PUMP 2, SUMP | E-S-C06-F-DRC-DRYWL | 6-6009-2 | [7 empty] | DORRANCE AVENUE PUMP STATION | IE000000000010003808 | DORRANCE AVE PS DRY WELL | 14218 |  |  |  | 0000000000 |  |  |  | EN |  | 25 Dorrance Ave | INST |  | X |  | 00:00:00 | [7 empty] | AURORA/HYDRO | HYDROMATIC OSP33 |  |  | 2006 | F06 | 2006 | PUMP | 1861010 | FM06_100 | F06 |  |  | ACTV | 2011-01-01 | DZIWULS2 | 2012-02-22 | SWEETM | 2013-02-07 | M | E_PUMP
10003783 | STARTER, PUMP 1 | E-S-C06-F-DRC-ELINS | 6-6001-1 | [7 empty] | DORRANCE AVENUE PUMP STATION | IE000000000010003783 | DORRANCE AVE ELECTRICAL/INSTRUMENTATION | 14218 |  |  |  | 0000000000 |  |  |  | EN |  | 25 Dorrance Ave | INST |  | X |  | 00:00:00 | [7 empty] | ALLEN-BRADLEY | SMC-2 |  |  | 2006 | F06 | 2006 | CONTROL | 1861010 | FM06_100 | F06 |  |  | ACTV | 2011-01-01 | DZIWULS2 | 2012-02-22 | SWEETM | 2013-02-07 | M | E_CONTROL
10003787 | STARTER, PUMP 2 | E-S-C06-F-DRC-ELINS | 6-6002-1 | [7 empty] | DORRANCE AVENUE PUMP STATION | IE000000000010003787 | DORRANCE AVE ELECTRICAL/INSTRUMENTATION | 14218 |  |  |  | 0000000000 |  |  |  | EN |  | 25 Dorrance Ave | INST |  | X |  | 00:00:00 | [7 empty] | GEN. ELECT. | CR170 |  |  | 2006 | F06 | 2006 | CONTROL | 1861010 | FM06_100 | F06 |  |  | ACTV | 2011-01-01 | DZIWULS2 | 2012-02-22 | SWEETM | 2013-02-07 | M | E_CONTROL
10003791 | STARTER, PUMP 3 | E-S-C06-F-DRC-ELINS | 6-6003-1 | [7 empty] | DORRANCE AVENUE PUMP STATION | IE000000000010003791 | DORRANCE AVE ELECTRICAL/INSTRUMENTATION | 14218 |  |  |  | 0000000000 |  |  |  | EN |  | 25 Dorrance Ave | INST |  | X |  | 00:00:00 | [8 empty] | SAME AS EQ#6001 |  |  | 2006 | F06 | 2006 | CONTROL | 1861010 | FM06_100 | F06 |  |  | ACTV | 2011-01-01 | DZIWULS2 | 2012-02-22 | SWEETM | 2013-02-07 | M | E_CONTROL
10003795 | STARTER, PUMP 1 STORM | E-S-C06-F-DRC-ELINS | 6-6004-1 | [7 empty] | DORRANCE AVENUE PUMP STATION | IE000000000010003795 | DORRANCE AVE ELECTRICAL/INSTRUMENTATION | 14218 |  |  |  | 0000000000 |  |  |  | EN |  | 25 Dorrance Ave | INST |  | X |  | 00:00:00 | [7 empty] | WESTINGHOUSE | 200 HP SOLID STATE |  |  | 2006 | F06 | 2006 | CONTROL | 1861010 | FM06_100 | F06 |  |  | ACTV | 2011-01-01 | DZIWULS2 | 2012-02-22 | SWEETM | 2013-02-07 | M | E_CONTROL
10003864 | PANEL, ALARM, PUMP, PANALARM SYSTEM | E-S-C06-F-DRC-ELINS | 6-6035 | [7 empty] | DORRANCE AVENUE PUMP STATION | IE000000000010003864 | DORRANCE AVE ELECTRICAL/INSTRUMENTATION | 14218 |  |  |  | 0000000000 |  |  |  | EN |  | 25 Dorrance Ave | INST |  | X |  | 00:00:00 | [7 empty] | WESTINGHOUSE |  |  |  | 2006 | F06 | 2006 | MONITOR | 1861010 | FM06_100 | F06 |  |  | ACTV | 2011-01-01 | DZIWULS2 | 2012-02-22 | SWEETM | 2013-02-07 | M | E_MONITOR
10068768 | CONTROL PANEL, SUMP PUMP | E-S-C06-F-DRC-ELINS | [8 empty] | DORRANCE AVENUE PUMP STATION | IE000000000010068768 | DORRANCE AVE ELECTRICAL/INSTRUMENTATION | 14218 |  |  |  | 0000000000 |  |  |  | EN |  | 25 Dorrance Ave | INST |  | X |  | 00:00:00 | [11 empty] | 2006 | F06 | 2006 | CONTROL | 1861010 | FM06_100 | F06 |  |  | ACTV | 2011-01-01 | ZYNDAK | 2013-04-04 |  |  | M | E_CONTROL
10080077 | PUMP, 1 | E-S-C06-F-LCP-WETWL | [8 empty] | LAKESIDE COMMERCE PARK PUMP STATION | IE000000000010080077 | LAKESIDE COMMERCE PARK PS WET WELL | 14203 |  |  |  | 0000000000 |  |  |  | EN |  | 29 LABORERS WAY | INST |  | X |  | 00:00:00 | [7 empty] | FLYGT | NP 3127 MT |  |  | 2006 | F06 | 2006 | PUMP | 1861010 | FM06_100 | F06 |  |  | ACTV | 2019-09-26 | PINTOM | 2019-09-26 | PINTOM | 2019-09-26 | M | E_PUMP
10080078 | PUMP, 2 | E-S-C06-F-LCP-WETWL | [8 empty] | LAKESIDE COMMERCE PARK PUMP STATION | IE000000000010080078 | LAKESIDE COMMERCE PARK PS WET WELL | 14203 |  |  |  | 0000000000 |  |  |  | EN |  | 29 LABORERS WAY | INST |  | X |  | 00:00:00 | [7 empty] | FLYGT |  |  |  | 2006 | F06 | 2006 | PUMP | 1861010 | FM06_100 | F06 |  |  | ACTV | 2019-09-26 | PINTOM | 2019-09-26 |  |  | M | E_PUMP
10081189 | PUMP #1,SUBMERSIBLE | E-S-C06-F-LTP-BLDGR | [8 empty] | LACKAWANNA TREATMENT PLANT | IE000000000010081189 | LACKAWANNA TP BUILDINGS AND GROUNDS | 14218 |  |  |  | 0000000000 |  |  |  | EN |  | 260 Lehigh | INST |  | X |  | 00:00:00 | [7 empty] | AURORA/HYDRO | SK100M4 |  |  | 2006 | F06 | 2006 | PUMP | 1861010 | FM06_100 | F06 |  |  | ACTV | 2021-02-18 | PINTOM | 2021-02-18 | PINTOM | 2021-02-18 | M | E_PUMP
10081190 | PUMP #2,SUBMERSIBLE | E-S-C06-F-LTP-BLDGR | [8 empty] | LACKAWANNA TREATMENT PLANT | IE000000000010081190 | LACKAWANNA TP BUILDINGS AND GROUNDS | 14218 |  |  |  | 0000000000 |  |  |  | EN |  | 260 Lehigh | INST |  | X |  | 00:00:00 | [7 empty] | AURORA/HYDRO | SK100M4 |  |  | 2006 | F06 | 2006 | PUMP | 1861010 | FM06_100 | F06 |  |  | ACTV | 2021-02-18 | PINTOM | 2021-02-18 | PINTOM | 2021-02-18 | M | E_PUMP
10081544 | PORTABLE OIL DISPENSING PUMP #1 | E-S-C06-F-LTP-BLDGR | [8 empty] | LACKAWANNA TREATMENT PLANT | IE000000000010081544 | LACKAWANNA TP BUILDINGS AND GROUNDS | 14218 |  |  |  | 0000000000 |  |  |  | EN |  | 260 Lehigh | INST |  | X |  | 00:00:00 |  |  | USD |  |  |  |  | AMERICAN LUBRICATION EQ | TIM-729 |  |  | 2006 | F06 | 2006 | GENL | 1861010 | FM06_100 | F06 |  |  | ACTV | 2022-11-30 | CANESTRS | 2022-04-13 | PHILLIPP | 2022-11-30 | M | E_TOOL | 10081544
10081545 | PORTABLE OIL DISPENSING PUMP #2 | E-S-C06-F-LTP-BLDGR | [8 empty] | LACKAWANNA TREATMENT PLANT | IE000000000010081545 | LACKAWANNA TP BUILDINGS AND GROUNDS | 14218 |  |  |  | 0000000000 |  |  |  | EN |  | 260 Lehigh | INST |  | X |  | 00:00:00 |  |  | USD |  |  |  |  | AMERICAN LUBRICATION EQ | TIM-729 |  |  | 2006 | F06 | 2006 | GENL | 1861010 | FM06_100 | F06 |  |  | ACTV | 2022-04-13 | CANESTRS | 2022-04-13 | CANESTRS | 2022-04-13 | M
10081546 | PORTABLE OIL DISPENSING PUMP #3 | E-S-C06-F-LTP-BLDGR | [8 empty] | LACKAWANNA TREATMENT PLANT | IE000000000010081546 | LACKAWANNA TP BUILDINGS AND GROUNDS | 14218 |  |  |  | 0000000000 |  |  |  | EN |  | 260 Lehigh | INST |  | X |  | 00:00:00 |  |  | USD |  |  |  |  | AMERICAN LUBRICATION EQ | TIM-729 |  |  | 2006 | F06 | 2006 | GENL | 1861010 | FM06_100 | F06 |  |  | ACTV | 2022-04-13 | CANESTRS | 2022-04-13 | CANESTRS | 2022-04-13 | M
10003257 | HEAT PUMP, CEILING, LOCKER RM | E-S-C06-F-LTP-BLDGR-HVAC | 6-1122-1 | [7 empty] | LACKAWANNA TREATMENT PLANT | IE000000000010003257 | HVAC | 14218 |  |  |  | 0000000000 |  |  |  | EN |  | 260 Lehigh | INST |  | X |  | 00:00:00 | [7 empty] | CARRIER | 50HQA036SMC601DA | 4895V34508 |  | 2006 | F06 | 2006 | HVAC | 1861010 | FM06_100 | F06 |  |  | ACTV | 2011-01-01 | DZIWULS2 | 2012-02-22 | SWEETM | 2013-02-07 | M | E_HVAC
10003258 | HEAT PUMP, CEILING, MCC1 | E-S-C06-F-LTP-BLDGR-HVAC | 6-1122-2 | [7 empty] | LACKAWANNA TREATMENT PLANT | IE000000000010003258 | HVAC | 14218 |  |  |  | 0000000000 |  |  |  | EN |  | 260 Lehigh | INST |  | X |  | 00:00:00 | [7 empty] | CARRIER | 50HQA019S MC411DA | 2798V61064 |  | 2006 | F06 | 2006 | HVAC | 1861010 | FM06_100 | F06 |  |  | ACTV | 2011-01-01 | DZIWULS2 | 2012-02-22 | SWEETM | 2013-02-07 | M | E_HVAC
10003259 | HEAT PUMP, CEILING, STORAGE CLOSET | E-S-C06-F-LTP-BLDGR-HVAC | 6-1122-3 | [7 empty] | LACKAWANNA TREATMENT PLANT | IE000000000010003259 | HVAC | 14218 |  |  |  | 0000000000 |  |  |  | EN |  | 260 Lehigh | INST |  | X |  | 00:00:00 | [7 empty] | CARRIER | 50HQA036SMC601DA | 4895V34507 |  | 2006 | F06 | 2006 | HVAC | 1861010 | FM06_100 | F06 |  |  | ACTV | 2011-01-01 | DZIWULS2 | 2012-02-22 | SWEETM | 2013-02-07 | M | E_HVAC
10003260 | HEAT PUMP, CEILING, LAB | E-S-C06-F-LTP-BLDGR-HVAC | 6-1122-4 | [7 empty] | LACKAWANNA TREATMENT PLANT | IE000000000010003260 | HVAC | 14218 |  |  |  | 0000000000 |  |  |  | EN |  | 260 Lehigh | INST |  | X |  | 00:00:00 | [7 empty] | CARRIER | 50HQA036SMC601DA | 4495V34316 |  | 2006 | F06 | 2006 | HVAC | 1861010 | FM06_100 | F06 |  |  | ACTV | 2011-01-01 | DZIWULS2 | 2012-02-22 | SWEETM | 2013-02-07 | M | E_HVAC
10003261 | HEAT PUMP, CEILING, CONTROL RM | E-S-C06-F-LTP-BLDGR-HVAC | 6-1122-5 | [7 empty] | LACKAWANNA TREATMENT PLANT | IE000000000010003261 | HVAC | 14218 |  |  |  | 0000000000 |  |  |  | EN |  | 260 Lehigh | INST |  | X |  | 00:00:00 | [7 empty] | CLIMATEMASTE | HS036FSSSLSGCSA | 91K017027 |  | 2006 | F06 | 2006 | HVAC | 1861010 | FM06_100 | F06 |  |  | ACTV | 2011-01-01 | DZIWULS2 | 2012-02-22 | SWEETM | 2013-02-07 | M | E_HVAC
10003262 | HEAT PUMP, CEILING, MGR OFFICE | E-S-C06-F-LTP-BLDGR-HVAC | 6-1122-6 | [7 empty] | LACKAWANNA TREATMENT PLANT | IE000000000010003262 | HVAC | 14218 |  |  |  | 0000000000 |  |  |  | EN |  | 260 Lehigh | INST |  | X |  | 00:00:00 | [7 empty] | CARRIER | 50RHR019SCC41130 | 3905V19909 |  | 2006 | F06 | 2006 | HVAC | 1861010 | FM06_100 | F06 |  |  | ACTV | 2011-01-01 | DZIWULS2 | 2012-02-22 | SWEETM | 2013-02-07 | M | E_HVAC
10003264 | HEAT PUMP, CEILING, FLOOR 2, REST | E-S-C06-F-LTP-BLDGR-HVAC | 6-1122-8 | [7 empty] | LACKAWANNA TREATMENT PLANT | IE000000000010003264 | HVAC | 14218 |  |  |  | 0000000000 |  |  |  | EN |  | 260 Lehigh | INST |  | X |  | 00:00:00 | [7 empty] | CARRIER | CARRIER #50HQA015SMC | 1695V27372 |  | 2006 | F06 | 2006 | HVAC | 1861010 | FM06_100 | F06 |  |  | ACTV | 2011-01-01 | DZIWULS2 | 2012-02-22 | SWEETM | 2013-02-07 | M | E_HVAC
10003265 | PUMP, CIRCULATING, BOILER RM, PRI LP, 1 | E-S-C06-F-LTP-BLDGR-HVAC | 6-1122A | [7 empty] | LACKAWANNA TREATMENT PLANT | IE000000000010003265 | HVAC | 14218 |  |  |  | 0000000000 |  |  |  | EN |  | 260 Lehigh | INST |  | X |  | 00:00:00 | [7 empty] | ARMSTRONG | 21TFX | 041303 |  | 2006 | F06 | 2006 | HVAC | 1861010 | FM06_100 | F06 |  |  | ACTV | 2011-01-01 | DZIWULS2 | 2012-02-22 | SWEETM | 2013-02-07 | M | E_HVAC
10003267 | PUMP, CIRCULATING, BOILER RM, PRI LP, 2 | E-S-C06-F-LTP-BLDGR-HVAC | 6-1122B | [7 empty] | LACKAWANNA TREATMENT PLANT | IE000000000010003267 | HVAC | 14218 |  |  |  | 0000000000 |  |  |  | EN |  | 260 Lehigh | INST |  | X |  | 00:00:00 | [7 empty] | ARMSTRONG | 816133-000 | 0998 |  | 2006 | F06 | 2006 | HVAC | 1861010 | FM06_100 | F06 |  |  | ACTV | 2011-01-01 | DZIWULS2 | 2012-02-22 | SWEETM | 2013-02-07 | M | E_HVAC
10003268 | PUMP, HEAT SYSTEM LOOP, 1 | E-S-C06-F-LTP-BLDGR-HVAC | 6-1122C | [7 empty] | LACKAWANNA TREATMENT PLANT | IE000000000010003268 | HVAC | 14218 |  |  |  | 0000000000 |  |  |  | EN |  | 260 Lehigh | INST |  | X |  | 00:00:00 | [7 empty] | BELL&GOSSETT | 11/2A7BF | 1531185 D98 |  | 2006 | F06 | 2006 | HVAC | 1861010 | FM06_100 | F06 |  |  | ACTV | 2011-01-01 | DZIWULS2 | 2012-02-22 | SWEETM | 2013-02-07 | M | E_HVAC
10003269 | PUMP, HEAT SYSTEM LOOP, 2 | E-S-C06-F-LTP-BLDGR-HVAC | 6-1122D | [7 empty] | LACKAWANNA TREATMENT PLANT | IE000000000010003269 | HVAC | 14218 |  |  |  | 0000000000 |  |  |  | EN |  | 260 Lehigh | INST |  | X |  | 00:00:00 | [7 empty] | BELL&GOSSETT | 11/2A7BF | 949279 JX |  | 2006 | F06 | 2006 | HVAC | 1861010 | FM06_100 | F06 |  |  | ACTV | 2011-01-01 | DZIWULS2 | 2012-02-22 | SWEETM | 2013-02-07 | M | E_HVAC
10003270 | PUMP, CIRCULATING, ADMIN BLDG | E-S-C06-F-LTP-BLDGR-HVAC | 6-1122E | [7 empty] | LACKAWANNA TREATMENT PLANT | IE000000000010003270 | HVAC | 14218 |  |  |  | 0000000000 |  |  |  | EN |  | 260 Lehigh | INST |  | X |  | 00:00:00 | [7 empty] | BELL&GOSSETT | 11SH88 | 1502391 |  | 2006 | F06 | 2006 | HVAC | 1861010 | FM06_100 | F06 |  |  | ACTV | 2011-01-01 | DZIWULS2 | 2012-02-22 | SWEETM | 2013-02-07 | M | E_HVAC
10003273 | PUMP, CIRCULATING, MAINT BLDG | E-S-C06-F-LTP-BLDGR-HVAC | 6-1122H | [7 empty] | LACKAWANNA TREATMENT PLANT | IE000000000010003273 | HVAC | 14218 |  |  |  | 0000000000 |  |  |  | EN |  | 260 Lehigh | INST |  | X |  | 00:00:00 | [7 empty] | ARMSTRONG | H-53BF, .5 HP, 1750 | 0598 |  | 2006 | F06 | 2006 | HVAC | 1861010 | FM06_100 | F06 |  |  | ACTV | 2011-01-01 | DZIWULS2 | 2012-02-22 | SWEETM | 2013-02-07 | M | E_HVAC
10070111 | HEAT PUMP, CEILING, LOCKER RM | E-S-C06-F-LTP-BLDGR-HVAC | [8 empty] | LACKAWANNA TREATMENT PLANT | IE000000000010070111 | HVAC | 14218 |  |  |  | 0000000000 |  |  |  | EN |  | 260 Lehigh | INST |  | X |  | 00:00:00 | [7 empty] | CARRIER | 50DCH042SCC60130 | 184V10354 |  | 2006 | F06 | 2006 | HVAC | 1861010 | FM06_100 | F06 |  |  | ACTV | 2011-01-01 | PINTOM | 2014-06-20 |  |  | M | E_HVAC
10071690 | HEAT PUMP, CEILING, CONFERENCE RM | E-S-C06-F-LTP-BLDGR-HVAC | [8 empty] | LACKAWANNA TREATMENT PLANT | IE000000000010071690 | HVAC | 14218 |  |  |  | 0000000000 |  |  |  | EN |  | 260 Lehigh | INST |  | X |  | 00:00:00 | [7 empty] | CARRIER | 50PCH030ECC4ACC1 | 2815V20428 |  | 2006 | F06 | 2006 | HVAC | 1861010 | FM06_100 | F06 |  |  | ACTV | 2015-08-18 | CURRENTJ | 2015-08-18 |  |  | M | E_HVAC
10003291 | PUMP, SUMP | E-S-C06-F-LTP-BLDGR-PLUMB | 6-1143 | [7 empty] | LACKAWANNA TREATMENT PLANT | IE000000000010003291 | Plumbing | 14218 |  |  |  | 0000000000 |  |  |  | EN |  | 260 Lehigh | INST |  | X |  | 00:00:00 | [7 empty] | MYERS | SSM331PC-1 |  |  | 2006 | F06 | 2006 | PUMP | 1861010 | FM06_100 | F06 |  |  | ACTV | 2011-01-01 | DZIWULS2 | 2012-02-22 | SWEETM | 2013-02-07 | M | E_PUMP
10003431 | PUMP, SUMP, "A" TUNNEL | E-S-C06-F-LTP-BLDGR-PLUMB | 6-1328 | [7 empty] | LACKAWANNA TREATMENT PLANT | IE000000000010003431 | Plumbing | 14218 |  |  |  | 0000000000 |  |  |  | EN |  | 260 Lehigh | INST |  | X |  | 00:00:00 | [7 empty] | GORMAN RUPP | 12B20-B | 759385 |  | 2006 | F06 | 2006 | PUMP | 1861010 | FM06_100 | F06 |  |  | ACTV | 2011-01-01 | DZIWULS2 | 2012-02-22 | SWEETM | 2013-02-07 | M | E_PUMP
10003437 | PUMP 1, SUMP, HYPO BLDG | E-S-C06-F-LTP-BLDGR-PLUMB | 6-1334-1 | [7 empty] | LACKAWANNA TREATMENT PLANT | IE000000000010003437 | Plumbing | 14218 |  |  |  | 0000000000 |  |  |  | EN |  | 260 Lehigh | INST |  | X |  | 00:00:00 | [7 empty] | GORMAN RUPP | 11 1/2A3-E1 1/2 1P | 563448 |  | 2006 | F06 | 2006 | GENL | 1861010 | FM06_100 | F06 |  |  | ACTV | 2015-01-06 | DZIWULS2 | 2012-02-22 | KAMINSKK | 2015-01-06 | M | E_PUMP
10003438 | PUMP 2, SUMP, HYPO BLDG | E-S-C06-F-LTP-BLDGR-PLUMB | 6-1334-2 | [7 empty] | LACKAWANNA TREATMENT PLANT | IE000000000010003438 | Plumbing | 14218 |  |  |  | 0000000000 |  |  |  | EN |  | 260 Lehigh | INST |  | X |  | 00:00:00 | [7 empty] | GORMAN RUPP | 11-1/2A3-E2 1P | 1298869 |  | 2006 | F06 | 2006 | GENL | 1861010 | FM06_100 | F06 |  |  | ACTV | 2015-01-06 | DZIWULS2 | 2012-02-22 | KAMINSKK | 2015-01-06 | M | E_PUMP
10003497 | PUMP, SUMP, VEHICLE LIFT | E-S-C06-F-LTP-BLDGR-PLUMB | 6-1703 | [7 empty] | LACKAWANNA TREATMENT PLANT | IE000000000010003497 | Plumbing | 14218 |  |  |  | 0000000000 |  |  |  | EN |  | 260 Lehigh | INST |  | X |  | 00:00:00 | [11 empty] | 2006 | F06 | 2006 | PUMP | 1861010 | FM06_100 | F06 |  |  | ACTV | 2011-01-01 | DZIWULS2 | 2012-02-22 | SWEETM | 2013-02-07 | M | E_PUMP
10003271 | PUMP, CIRCULATING, HYPO BLDG | E-S-C06-F-LTP-DISIN-SHYPO | 6-1122F | [7 empty] | LACKAWANNA TREATMENT PLANT | IE000000000010003271 | Sodium Hypochlorite | 14218 |  |  |  | 0000000000 |  |  |  | EN |  | 260 Lehigh | INST |  | X |  | 00:00:00 | [7 empty] | BELL&GOSSETT | 60-11, 1/4HP, 1725 R | N/A |  | 2006 | F06 | 2006 | HVAC | 1861010 | FM06_100 | F06 |  |  | ACTV | 2011-01-01 | DZIWULS2 | 2012-02-22 | SWEETM | 2013-02-07 | M | E_HVAC
10003395 | PUMP 1, CHEMICAL, HYPO, NORTH | E-S-C06-F-LTP-DISIN-SHYPO | 6-1301 | [7 empty] | LACKAWANNA TREATMENT PLANT | IE000000000010003395 | Sodium Hypochlorite | 14218 |  |  |  | 0000000000 |  |  |  | EN |  | 260 Lehigh | INST |  | X |  | 00:00:00 | [7 empty] | WATSON-MARLOW | 624Di/R | E120517 |  | 2006 | F06 | 2006 | PUMP | 1861010 | FM06_100 | F06 |  |  | ACTV | 2011-01-01 | DZIWULS2 | 2012-02-22 | SWEETM | 2013-02-07 | M | E_PUMP
10003396 | PUMP 2, CHEMICAL, HYPO, CENTER | E-S-C06-F-LTP-DISIN-SHYPO | 6-1302 | [7 empty] | LACKAWANNA TREATMENT PLANT | IE000000000010003396 | Sodium Hypochlorite | 14218 |  |  |  | 0000000000 |  |  |  | EN |  | 260 Lehigh | INST |  | X |  | 00:00:00 | [7 empty] | WATSON-MARLOW | 624Di/R | E120518 |  | 2006 | F06 | 2006 | PUMP | 1861010 | FM06_100 | F06 |  |  | ACTV | 2011-01-01 | DZIWULS2 | 2012-02-22 | SWEETM | 2013-02-07 | M | E_PUMP
10003397 | PUMP 3, CHEMICAL, HYPO, SOUTH | E-S-C06-F-LTP-DISIN-SHYPO | 6-1303 | [7 empty] | LACKAWANNA TREATMENT PLANT | IE000000000010003397 | Sodium Hypochlorite | 14218 |  |  |  | 0000000000 |  |  |  | EN |  | 260 Lehigh | INST |  | X |  | 00:00:00 | [7 empty] | WATSON-MARLOW | 624Di/R | E120519 |  | 2006 | F06 | 2006 | PUMP | 1861010 | FM06_100 | F06 |  |  | ACTV | 2011-01-01 | DZIWULS2 | 2012-02-22 | SWEETM | 2013-02-07 | M | E_PUMP
10003398 | PLC, HYPO PUMP 1,2 & 3 | E-S-C06-F-LTP-DISIN-SHYPO | 6-1304 | [7 empty] | LACKAWANNA TREATMENT PLANT | IE000000000010003398 | Sodium Hypochlorite | 14218 |  |  |  | 0000000000 |  |  |  | EN |  | 260 Lehigh | INST |  | X |  | 00:00:00 | [7 empty] | WATSON MARLOW | 624I/R |  |  | 2006 | F06 | 2006 | CONTROL | 1861010 | FM06_100 | F06 |  |  | ACTV | 2011-01-01 | DZIWULS2 | 2012-02-22 | SWEETM | 2013-02-07 | M | E_CONTROL
10003427 | PUMP 2, SAMPLE, HYPO CONTACT | E-S-C06-F-LTP-DISIN-SHYPO | 6-1325 | [7 empty] | LACKAWANNA TREATMENT PLANT | IE000000000010003427 | Sodium Hypochlorite | 14218 |  |  |  | 0000000000 |  |  |  | EN |  | 260 Lehigh | INST |  | X |  | 00:00:00 | [7 empty] | MOYNO | 36701 | N/A |  | 2006 | F06 | 2006 | PUMP | 1861010 | FM06_100 | F06 |  |  | ACTV | 2011-01-01 | DZIWULS2 | 2012-02-22 | SWEETM | 2013-02-07 | M | E_PUMP
10003188 | PUMP, EFFLUENT COMPOSITE SAMPLER | E-S-C06-F-LTP-EFFLT | 6-1038 | [7 empty] | LACKAWANNA TREATMENT PLANT | IE000000000010003188 | LACKAWANNA TP EFFLUENT | 14218 |  |  |  | 0000000000 |  |  |  | EN |  | 260 Lehigh | INST |  | X |  | 00:00:00 | [7 empty] | AMERICAN SIGMA | 16001 SP | D0986588 |  | 2006 | F06 | 2006 | PUMP | 1861010 | FM06_100 | F06 |  |  | ACTV | 2011-01-01 | DZIWULS2 | 2012-02-22 | SWEETM | 2013-02-07 | M | E_PUMP
10003428 | PUMP 3, SAMPLE,EXCESS FLOW/PRIMARY EFF | E-S-C06-F-LTP-EFFLT | 6-1326 | [7 empty] | LACKAWANNA TREATMENT PLANT | IE000000000010003428 | LACKAWANNA TP EFFLUENT | 14218 |  |  |  | 0000000000 |  |  |  | EN |  | 260 Lehigh | INST |  | X |  | 00:00:00 | [7 empty] | MOYNO | 36701 | 4392 |  | 2006 | F06 | 2006 | PUMP | 1861010 | FM06_100 | F06 |  |  | ACTV | 2011-01-01 | DZIWULS2 | 2012-02-22 | SWEETM | 2013-02-07 | M | E_PUMP
10003416 | PUMP, EFFLUENT, #1 | E-S-C06-F-LTP-EFFLT-EFPMP | 6-1317 | [7 empty] | LACKAWANNA TREATMENT PLANT | IE000000000010003416 | Effluent Pumps | 14218 |  |  |  | 0000000000 |  |  |  | EN |  | 260 Lehigh | INST |  | X |  | 00:00:00 | [7 empty] | FAIRBANKS-MORSE | 14" MODEL 5750 | K88822 |  | 2006 | F06 | 2006 | PUMP | 1861010 | FM06_100 | F06 |  |  | ACTV | 2011-01-01 | DZIWULS2 | 2012-02-22 | KAMINSKK | 2015-10-16 | M | E_PUMP
10003417 | PUMP, EFFLUENT, #2 | E-S-C06-F-LTP-EFFLT-EFPMP | 6-1318 | [7 empty] | LACKAWANNA TREATMENT PLANT | IE000000000010003417 | Effluent Pumps | 14218 |  |  |  | 0000000000 |  |  |  | EN |  | 260 Lehigh | INST |  | X |  | 00:00:00 | [7 empty] | FAIRBANKS-MORSE | 16" MODEL 5750 | K89029 |  | 2006 | F06 | 2006 | PUMP | 1861010 | FM06_100 | F06 |  |  | ACTV | 2011-01-01 | DZIWULS2 | 2012-02-22 | KAMINSKK | 2015-10-16 | M | E_PUMP
10003418 | PUMP, EFFLUENT, #3 | E-S-C06-F-LTP-EFFLT-EFPMP | 6-1319 | [7 empty] | LACKAWANNA TREATMENT PLANT | IE000000000010003418 | Effluent Pumps | 14218 |  |  |  | 0000000000 |  |  |  | EN |  | 260 Lehigh | INST |  | X |  | 00:00:00 | [7 empty] | FAIRBANKS | 18" MODEL 5750 | 796905 |  | 2006 | F06 | 2006 | PUMP | 1861010 | FM06_100 | F06 |  |  | ACTV | 2011-01-01 | DZIWULS2 | 2012-02-22 | KAMINSKK | 2015-10-16 | M | E_PUMP
10005208 | MOTOR, PUMP, EFFLUENT, #3 | E-S-C06-F-LTP-EFFLT-EFPMP | SAP000878 | [7 empty] | LACKAWANNA TREATMENT PLANT | IE000000000010005208 | Effluent Pumps | 14218 |  |  |  | 0000000000 |  |  |  | EN |  | 260 Lehigh | ASEQ |  | X |  | 00:00:00 | [7 empty] | FAIRBANKS MORSE |  |  |  | 2006 | F06 | 2006 | GENL | 1861010 | FM06_100 | F06 | 10003418 |  | ACTV | 2011-10-16 | DZIWULS2 | 2012-02-22 | KAMINSKK | 2015-10-16 | M | E_MOTOR
10005209 | MOTOR, PUMP, EFFLUENT, #1 | E-S-C06-F-LTP-EFFLT-EFPMP | SAP000879 | [7 empty] | LACKAWANNA TREATMENT PLANT | IE000000000010005209 | Effluent Pumps | 14218 |  |  |  | 0000000000 |  |  |  | EN |  | 260 Lehigh | ASEQ |  | X |  | 00:00:00 | [7 empty] | FAIRBANKS MORSE |  |  |  | 2006 | F06 | 2006 | PUMP | 1861010 | FM06_100 | F06 | 10003416 |  | ACTV | 2011-01-01 | DZIWULS2 | 2012-02-22 | KAMINSKK | 2015-10-16 | M | E_MOTOR
10005210 | MOTOR, PUMP, EFFLUENT, #2 | E-S-C06-F-LTP-EFFLT-EFPMP | SAP000880 | [7 empty] | LACKAWANNA TREATMENT PLANT | IE000000000010005210 | Effluent Pumps | 14218 |  |  |  | 0000000000 |  |  |  | EN |  | 260 Lehigh | ASEQ |  | X |  | 00:00:00 | [7 empty] | FAIRBANKS MORSE |  |  |  | 2006 | F06 | 2006 | PUMP | 1861010 | FM06_100 | F06 | 10003417 |  | ACTV | 2011-10-16 | DZIWULS2 | 2012-02-22 | KAMINSKK | 2015-10-16 | M | E_MOTOR
10003426 | PUMP 1, SAMPLE, INFLUENT | E-S-C06-F-LTP-INFLT | 6-1324 | [7 empty] | LACKAWANNA TREATMENT PLANT | IE000000000010003426 | LACKAWANNA TP INFLUENT PROCESSING | 14218 |  |  |  | 0000000000 |  |  |  | EN |  | 260 Lehigh | INST |  | X |  | 00:00:00 | [7 empty] | MOYNO | 36701 | N/A |  | 2006 | F06 | 2006 | PUMP | 1861010 | FM06_100 | F06 |  |  | ACTV | 2011-01-01 | DZIWULS2 | 2012-02-22 | SWEETM | 2013-02-07 | M | E_PUMP
10068483 | DETECTOR, SCREW PUMP ROOM L.E.L. | E-S-C06-F-LTP-INFLT | 6-1147-A | [7 empty] | LACKAWANNA TREATMENT PLANT | IE000000000010068483 | LACKAWANNA TP INFLUENT PROCESSING | 14218 |  |  |  | 0000000000 |  |  |  | EN |  | 260 Lehigh | INST |  | X |  | 00:00:00 | [7 empty] | EIT | SERIES 4688IR | 1491 |  | 2006 | F06 | 2006 | GENL | 1861010 | FM06_100 | F06 |  |  | ACTV | 2012-06-07 | PINTOM | 2012-06-07 | SWEETM | 2013-02-07 | M | E_MONITOR
10068484 | DETECTOR, SCREW PUMP ROOM H2S GAS | E-S-C06-F-LTP-INFLT | 6-1147-B | [7 empty] | LACKAWANNA TREATMENT PLANT | IE000000000010068484 | LACKAWANNA TP INFLUENT PROCESSING | 14218 |  |  |  | 0000000000 |  |  |  | EN |  | 260 Lehigh | INST |  | X |  | 00:00:00 | [7 empty] | EIT | SERIES 4600 | 1272 |  | 2006 | F06 | 2006 | GENL | 1861010 | FM06_100 | F06 |  |  | ACTV | 2012-06-07 | PINTOM | 2012-06-07 | SWEETM | 2013-02-07 | M | E_MONITOR
10068508 | DETECTOR, ROTARY LOBE PUMP ROOM H2S GAS | E-S-C06-F-LTP-INFLT | 6-1147-D | [8 empty] | IE000000000010068508 | LACKAWANNA TP INFLUENT PROCESSING |  |  |  |  | 0000000000 |  |  |  | EN |  |  | INST |  | X |  | 00:00:00 | [7 empty] | EIT | SERIES 4600 | 1268 |  | 2006 | F06 | 2006 | GENL | 1861010 | FM06_100 | F06 |  |  | ACTV | 2012-06-18 | PINTOM | 2012-06-18 |  |  | M | E_MONITOR
10072697 | DETECTOR, ROTARY LOBE PUMP ROOM L.E.L. | E-S-C06-F-LTP-INFLT | 6-5013-3 | [7 empty] | LACKAWANNA TREATMENT PLANT | IE000000000010072697 | LACKAWANNA TP INFLUENT PROCESSING | 14218 |  |  |  | 0000000000 |  |  |  | EN |  | 260 Lehigh | INST |  | X |  | 00:00:00 | [7 empty] | EIT | 4688IR | 6785 |  | 2006 | F06 | 2006 | MONITOR | 1861010 | FM06_100 | F06 |  |  | ACTV | 2017-08-22 | CURRENTJ | 2017-02-13 | PINTOM | 2017-08-22 | M | E_MONITOR
10003144 | SCREW PUMP INFLUENT SLIDE GATES (3) | E-S-C06-F-LTP-INFLT-INPMP | 6-1030 | [7 empty] | LACKAWANNA TREATMENT PLANT | IE000000000010003144 | Influent Pumps | 14218 |  |  |  | 0000000000 |  |  |  | EN |  | 260 Lehigh | INST |  | X |  | 00:00:00 | [7 empty] | RODNEY HUNT | SERIES HY-Q 721 |  |  | 2006 | F06 | 2006 | VALVE | 1861010 | FM06_100 | F06 |  |  | ACTV | 2011-01-01 | DZIWULS2 | 2012-02-22 | SWEETM | 2013-02-07 | M | E_VALVE
10003145 | SLIDE GATE, SCREW PUMP 1, INFLUENT | E-S-C06-F-LTP-INFLT-INPMP | 6-1030-1 | [7 empty] | LACKAWANNA TREATMENT PLANT | IE000000000010003145 | Influent Pumps | 14218 |  |  |  | 0000000000 |  |  |  | EN |  | 260 Lehigh | INST |  | X |  | 00:00:00 | [7 empty] | RODNEY HUNT | SERIES HY-Q 721 |  |  | 2006 | F06 | 2006 | VALVE | 1861010 | FM06_100 | F06 |  |  | ACTV | 2011-01-01 | DZIWULS2 | 2012-02-22 | SWEETM | 2013-02-07 | M | E_VALVE
10003146 | SLIDE GATE, SCREW PUMP 2 CENTER | E-S-C06-F-LTP-INFLT-INPMP | 6-1030-2 | [7 empty] | LACKAWANNA TREATMENT PLANT | IE000000000010003146 | Influent Pumps | 14218 |  |  |  | 0000000000 |  |  |  | EN |  | 260 Lehigh | INST |  | X |  | 00:00:00 | [7 empty] | RODNEY HUNT | SERIES HY-Q 721 |  |  | 2006 | F06 | 2006 | VALVE | 1861010 | FM06_100 | F06 |  |  | ACTV | 2011-01-01 | DZIWULS2 | 2012-02-22 | SWEETM | 2013-02-07 | M | E_VALVE
10003147 | SLIDE GATE, SCREW PUMP 3, INFLUENT | E-S-C06-F-LTP-INFLT-INPMP | 6-1030-3 | [7 empty] | LACKAWANNA TREATMENT PLANT | IE000000000010003147 | Influent Pumps | 14218 |  |  |  | 0000000000 |  |  |  | EN |  | 260 Lehigh | INST |  | X |  | 00:00:00 | [7 empty] | RODNEY HUNT | SERIES HY-Q 721 |  |  | 2006 | F06 | 2006 | VALVE | 1861010 | FM06_100 | F06 |  |  | ACTV | 2011-01-01 | DZIWULS2 | 2012-02-22 | SWEETM | 2013-02-07 | M | E_VALVE
10003200 | PUMP 1, SCREW, SOUTH | E-S-C06-F-LTP-INFLT-INPMP | 6-1101 | [7 empty] | LACKAWANNA TREATMENT PLANT | IE000000000010003200 | Influent Pumps | 14218 |  |  |  | 0000000000 |  |  |  | EN |  | 260 Lehigh | INST |  | X |  | 00:00:00 | [7 empty] | PASSAVANT | 15232-01 | 80-65-051 |  | 2006 | F06 | 2006 | PUMP | 1861010 | FM06_100 | F06 |  |  | ACTV | 2011-01-01 | DZIWULS2 | 2012-02-22 | SWEETM | 2013-02-07 | M | E_PUMP
10003201 | MOTOR, SCREW PUMP 1 SOUTH | E-S-C06-F-LTP-INFLT-INPMP | 6-1101-M | [7 empty] | LACKAWANNA TREATMENT PLANT | IE000000000010003201 | Influent Pumps | 14218 |  |  |  | 0000000000 |  |  |  | EN |  | 260 Lehigh | ASEQ |  | X |  | 00:00:00 | [7 empty] | RELIANCE | DUTY MASTER |  |  | 2006 | F06 | 2006 | PUMP | 1861010 | FM06_100 | F06 | 10003200 |  | ACTV | 2011-01-01 | DZIWULS2 | 2012-02-22 | KAMINSKK | 2016-01-12 | M | E_MOTOR
10003202 | PUMP 2, SCREW, MIDDLE | E-S-C06-F-LTP-INFLT-INPMP | 6-1102 | [7 empty] | LACKAWANNA TREATMENT PLANT | IE000000000010003202 | Influent Pumps | 14218 |  |  |  | 0000000000 |  |  |  | EN |  | 260 Lehigh | INST |  | X |  | 00:00:00 | [7 empty] | PASSAVANT | 15232-41 | 80-65-050 |  | 2006 | F06 | 2006 | PUMP | 1861010 | FM06_100 | F06 |  |  | ACTV | 2011-01-01 | DZIWULS2 | 2012-02-22 | SWEETM | 2013-02-07 | M | E_PUMP
10003203 | MOTOR, SCREW PUMP 2 CENTER | E-S-C06-F-LTP-INFLT-INPMP | 6-1102-M | [7 empty] | LACKAWANNA TREATMENT PLANT | IE000000000010003203 | Influent Pumps | 14218 |  |  |  | 0000000000 |  |  |  | EN |  | 260 Lehigh | ASEQ |  | X |  | 00:00:00 | [7 empty] | RELIANCE | DUTY MASTER | P25GO512J-G10-SN/MN5584 |  | 2006 | F06 | 2006 | PUMP | 1861010 | FM06_100 | F06 | 10003202 |  | ACTV | 2011-01-01 | DZIWULS2 | 2012-02-22 | KAMINSKK | 2016-01-12 | M | E_MOTOR
10003204 | PUMP 3, SCREW, NORTH | E-S-C06-F-LTP-INFLT-INPMP | 6-1103 | [7 empty] | LACKAWANNA TREATMENT PLANT | IE000000000010003204 | Influent Pumps | 14218 |  |  |  | 0000000000 |  |  |  | EN |  | 260 Lehigh | INST |  | X |  | 00:00:00 | [7 empty] | PASSAVANT | 15232-01 | 80-65-052 |  | 2006 | F06 | 2006 | PUMP | 1861010 | FM06_100 | F06 |  |  | ACTV | 2011-01-01 | DZIWULS2 | 2012-02-22 | SWEETM | 2013-02-07 | M | E_PUMP
10003205 | MOTOR, SCREW PUMP 3 NORTH | E-S-C06-F-LTP-INFLT-INPMP | 6-1103-M | [7 empty] | LACKAWANNA TREATMENT PLANT | IE000000000010003205 | Influent Pumps | 14218 |  |  |  | 0000000000 |  |  |  | EN |  | 260 Lehigh | ASEQ |  | X |  | 00:00:00 | [7 empty] | RELIANCE | DUTY MASTER | P25G512K G15 VQ |  | 2006 | F06 | 2006 | PUMP | 1861010 | FM06_100 | F06 | 10003204 |  | ACTV | 2011-01-01 | DZIWULS2 | 2012-02-22 | KAMINSKK | 2016-01-12 | M | E_MOTOR
10003266 | VENTILATOR, SCREW PUMP RM | E-S-C06-F-LTP-INFLT-INPMP | 6-1122-AHU-1 | [7 empty] | LACKAWANNA TREATMENT PLANT | IE000000000010003266 | Influent Pumps | 14218 |  |  |  | 0000000000 |  |  |  | EN |  | 260 Lehigh | INST |  | X |  | 00:00:00 | [8 empty] | GMIF-45 A3 | 80-IF-012 FO 3883 |  | 2006 | F06 | 2006 | HVAC | 1861010 | FM06_100 | F06 |  |  | ACTV | 2011-01-01 | DZIWULS2 | 2012-02-22 | SWEETM | 2013-02-07 | M | E_HVAC
10003485 | SENSOR, LEVEL, SCREW PUMP WET WELL | E-S-C06-F-LTP-INFLT-INPMP | 6-1609-4 | [7 empty] | LACKAWANNA TREATMENT PLANT | IE000000000010003485 | Influent Pumps | 14218 |  |  |  | 0000000000 |  |  |  | EN |  | 260 Lehigh | INST |  | X |  | 00:00:00 | [7 empty] | WESMAR | SLM9C | 12264 |  | 2006 | F06 | 2006 | MONITOR | 1861010 | FM06_100 | F06 |  |  | ACTV | 2011-01-01 | DZIWULS2 | 2012-02-22 | SWEETM | 2013-02-07 | M | E_MONITOR
10003218 | PUMP 1, CHEMICAL, ALUM | E-S-C06-F-LTP-OPRTN-CHEM | 6-1113 | [7 empty] | LACKAWANNA TREATMENT PLANT | IE000000000010003218 | Chemicals | 14218 |  |  |  | 0000000000 |  |  |  | EN |  | 260 Lehigh | INST |  | X |  | 00:00:00 | [7 empty] | WALLACE & TIERNAN PENNWALT | SERIES 44-114 | AF 26003 |  | 2006 | F06 | 2006 | PUMP | 1861010 | FM06_100 | F06 |  |  | ACTV | 2011-01-01 | DZIWULS2 | 2012-02-22 | SWEETM | 2013-02-07 | M | E_PUMP
10003219 | PUMP 2, CHEMICAL, ALUM | E-S-C06-F-LTP-OPRTN-CHEM | 6-1114 | [7 empty] | LACKAWANNA TREATMENT PLANT | IE000000000010003219 | Chemicals | 14218 |  |  |  | 0000000000 |  |  |  | EN |  | 260 Lehigh | INST |  | X |  | 00:00:00 | [7 empty] | WALLACE &TIERNAN PENNWALT | SERIES 44-114 | AF 26002 |  | 2006 | F06 | 2006 | PUMP | 1861010 | FM06_100 | F06 |  |  | ACTV | 2011-01-01 | DZIWULS2 | 2012-02-22 | SWEETM | 2013-02-07 | M | E_PUMP
10003293 | ALUM RM SPILL PROTECTION/SANDPIPER PUMP | E-S-C06-F-LTP-OPRTN-CHEM | 6-1145 | [7 empty] | LACKAWANNA TREATMENT PLANT | IE000000000010003293 | Chemicals | 14218 |  |  |  | 0000000000 |  |  |  | EN |  | 260 Lehigh | INST |  | X |  | 00:00:00 | [7 empty] | WARREN RUPP | SANDPIPER SB1-A, TYP | 129577 |  | 2006 | F06 | 2006 | PUMP | 1861010 | FM06_100 | F06 |  |  | ACTV | 2011-01-01 | DZIWULS2 | 2012-02-22 | SWEETM | 2013-02-07 | M | E_PUMP
10005212 | PUMP, CHEMICAL, CONDITIONING TANK | E-S-C06-F-LTP-OPRTN-CHEM | SAP000882 | [7 empty] | LACKAWANNA TREATMENT PLANT | IE000000000010005212 | Chemicals | 14218 |  |  |  | 0000000000 |  |  |  | EN |  | 260 Lehigh | INST |  | X |  | 00:00:00 | [7 empty] | NORDGEAR CORP | 42-N250TC | 800257915500 |  | 2006 | F06 | 2006 | PUMP | 1861010 | FM06_100 | F06 |  |  | ACTV | 2011-01-01 | DZIWULS2 | 2012-02-22 | SWEETM | 2013-02-07 | M | E_PUMP
10003500 | PUMP FUEL, DIESEL | E-S-C06-F-LTP-OPRTN-FUEL | 6-1707 | [7 empty] | LACKAWANNA TREATMENT PLANT | IE000000000010003500 | Fuel | 14218 |  |  |  | 0000000000 |  |  |  | EN |  | 260 Lehigh | INST |  | X |  | 00:00:00 | [11 empty] | 2006 | F06 | 2006 | PUMP | 1861010 | FM06_100 | F06 |  |  | ACTV | 2011-01-01 | DZIWULS2 | 2012-02-22 | ZYNDAK | 2013-09-10 | M | E_PUMP
10069195 | PUMP FUEL, UNLEADED | E-S-C06-F-LTP-OPRTN-FUEL | [8 empty] | LACKAWANNA TREATMENT PLANT | IE000000000010069195 | Fuel | 14218 |  |  |  | 0000000000 |  |  |  | EN |  | 260 Lehigh | INST |  | X |  | 00:00:00 | [11 empty] | 2006 | F06 | 2006 | PUMP | 1861010 | FM06_100 | F06 |  |  | ACTV | 2011-01-01 | ZYNDAK | 2013-09-10 | ZYNDAK | 2013-09-10 | M | E_PUMP
10071691 | PUMP, PRESSURE-VACUUM | E-S-C06-F-LTP-OPRTN-LAB | 6-1121-187414 |  |  | D95 7 |  |  |  |  | LACKAWANNA TREATMENT PLANT | IE000000000010071691 | Lab | 14218 |  |  |  | 0000000000 |  |  |  | EN |  | 260 Lehigh | INST |  | X |  | 00:00:00 |  |  |  |  | 187414 |  |  | EMERSON | SA55NXGTE-4870 |  |  | 2006 | F06 | 2006 | GENL | 1861010 | FM06_100 | F06 |  |  | ACTV | 2015-08-21 | KAMINSKK | 2015-08-19 | CURRENTJ | 2015-08-21 | M | E_LABEQUIP
10003408 | PUMP,PLANT WATER PUMP #2, CL2 BUILDING | E-S-C06-F-LTP-OPRTN-PRWTR | 6-1312 | [7 empty] | LACKAWANNA TREATMENT PLANT | IE000000000010003408 | Process water | 14218 |  |  |  | 0000000000 |  |  |  | EN |  | 260 Lehigh | INST |  | X |  | 00:00:00 | [7 empty] | FLOWSERVE | D814, 1 1/2 X 1 X 8F | 0908-1069 |  | 2006 | F06 | 2006 | PUMP | 1861010 | FM06_100 | F06 |  |  | ACTV | 2011-01-01 | DZIWULS2 | 2012-02-22 | PINTOM | 2016-08-01 | M | E_PUMP
10081257 | PUMP, ADMIN BUILDING PLANT WATER | E-S-C06-F-LTP-OPRTN-PRWTR | [8 empty] | LACKAWANNA TREATMENT PLANT | IE000000000010081257 | Process water | 14218 |  |  |  | 0000000000 |  |  |  | EN |  | 260 Lehigh | INST |  | X |  | 00:00:00 | [7 empty] | SUMMIT | 2796S1 5x1.5-8DI | 02003112 |  | 2006 | F06 | 2006 | PUMP | 1861010 | FM06_100 | F06 |  |  | ACTV | 2021-04-13 | PINTOM | 2021-04-13 | PINTOM | 2021-04-13 | M | E_PUMP
10003419 | PUMP, DEWATERING, PRIMARY | E-S-C06-F-LTP-PRMRY | 6-1320 | [7 empty] | LACKAWANNA TREATMENT PLANT | IE000000000010003419 | LACKAWANNA TP PRIMARY | 14218 |  |  |  | 0000000000 |  |  |  | EN |  | 260 Lehigh | INST |  | X |  | 00:00:00 | [7 empty] | FAIRBANKS | 4" MODEL 5452 | K85106 |  | 2006 | F06 | 2006 | PUMP | 1861010 | FM06_100 | F06 |  |  | ACTV | 2011-01-01 | DZIWULS2 | 2012-02-22 | SWEETM | 2013-02-07 | M | E_PUMP
10003211 | PUMP, SLUDGE, ODS | E-S-C06-F-LTP-SLUDG | 6-1109 | [7 empty] | LACKAWANNA TREATMENT PLANT | IE000000000010003211 | LACKAWANNA TP SOLIDS HANDLING | 14218 |  |  |  | 0000000000 |  |  |  | EN |  | 260 Lehigh | INST |  | X |  | 00:00:00 | [7 empty] | DORR-OLIVER | 4S ODS | 81481-1 |  | 2006 | F06 | 2006 | PUMP | 1861010 | FM06_100 | F06 |  |  | ACTV | 2011-01-01 | DZIWULS2 | 2012-02-22 | KAMINSKK | 2015-05-18 | M | E_PUMP
10003272 | PUMP, CIRCULATING, SLUDGE BLDG | E-S-C06-F-LTP-SLUDG | 6-1122G | [7 empty] | LACKAWANNA TREATMENT PLANT | IE000000000010003272 | LACKAWANNA TP SOLIDS HANDLING | 14218 |  |  |  | 0000000000 |  |  |  | EN |  | 260 Lehigh | INST |  | X |  | 00:00:00 | [7 empty] | ARMSTRONG | H-53BF, .5 HP, 1750 | 1196 |  | 2006 | F06 | 2006 | HVAC | 1861010 | FM06_100 | F06 |  |  | ACTV | 2011-01-01 | DZIWULS2 | 2012-02-22 | SWEETM | 2013-02-07 | M | E_HVAC
10003331 | SLUDGE PROCESSING PUMP/DRIVE | E-S-C06-F-LTP-SLUDG | 6-1216-D | [7 empty] | LACKAWANNA TREATMENT PLANT | IE000000000010003331 | LACKAWANNA TP SOLIDS HANDLING | 14218 |  |  |  | 0000000000 |  |  |  | EN |  | 260 Lehigh | INST |  | X |  | 00:00:00 | [7 empty] | U.S.ELECTRIC | TYPE: VAV-LF-GD | 62-09874-420 G2850191 |  | 2006 | F06 | 2006 | PUMP | 1861010 | FM06_100 | F06 |  |  | ACTV | 2011-01-01 | DZIWULS2 | 2012-02-22 | SWEETM | 2013-02-07 | M | E_PUMP
10003332 | SLUDGE PROCESSING PUMP/PUMP END | E-S-C06-F-LTP-SLUDG | 6-1216-P | [7 empty] | LACKAWANNA TREATMENT PLANT | IE000000000010003332 | LACKAWANNA TP SOLIDS HANDLING | 14218 |  |  |  | 0000000000 |  |  |  | EN |  | 260 Lehigh | INST |  | X |  | 00:00:00 | [7 empty] | MOYNO | 2EOFS1 CDQ | A880735 |  | 2006 | F06 | 2006 | PUMP | 1861010 | FM06_100 | F06 |  |  | ACTV | 2011-01-01 | DZIWULS2 | 2012-02-22 | SWEETM | 2013-02-07 | M | E_PUMP
10003333 | PUMP 1, SLUDGE, PISTON, CARTER, SOUTH | E-S-C06-F-LTP-SLUDG | 6-1217 | [7 empty] | LACKAWANNA TREATMENT PLANT | IE000000000010003333 | LACKAWANNA TP SOLIDS HANDLING | 14218 |  |  |  | 0000000000 |  |  |  | EN |  | 260 Lehigh | INST |  | X |  | 00:00:00 | [7 empty] | CARTER PUMP | CARTER DUPLEX 800 | 105411 |  | 2006 | F06 | 2006 | PUMP | 1861010 | FM06_100 | F06 |  |  | ACTV | 2011-01-01 | DZIWULS2 | 2012-02-22 | KAMINSKK | 2014-10-14 | M | E_PUMP
10003334 | MOTOR, SLUDGE PUMP 1 SOUTH/VARIDRIVE | E-S-C06-F-LTP-SLUDG | 6-1217-D | [7 empty] | LACKAWANNA TREATMENT PLANT | IE000000000010003334 | LACKAWANNA TP SOLIDS HANDLING | 14218 |  |  |  | 0000000000 |  |  |  | EN |  | 260 Lehigh | ASEQ |  | X |  | 00:00:00 | [7 empty] | U.S.ELECTRIC | 25-213T-4I VEU-LF-G | T00T2060512R-1 |  | 2006 | F06 | 2006 | PUMP | 1861010 | FM06_100 | F06 | 10003333 |  | ACTV | 2014-06-20 | DZIWULS2 | 2012-02-22 | KAMINSKK | 2014-06-20 | M | E_MOTOR
10003335 | PUMP 2, SLUDGE, PISTON, CARTER, MIDDLE | E-S-C06-F-LTP-SLUDG | 6-1218 | [7 empty] | LACKAWANNA TREATMENT PLANT | IE000000000010003335 | LACKAWANNA TP SOLIDS HANDLING | 14218 |  |  |  | 0000000000 |  |  |  | EN |  | 260 Lehigh | INST |  | X |  | 00:00:00 | [7 empty] | CARTER PUMP | CARTER DUPLEX 800 | 105410 |  | 2006 | F06 | 2006 | PUMP | 1861010 | FM06_100 | F06 |  |  | ACTV | 2011-01-01 | DZIWULS2 | 2012-02-22 | KAMINSKK | 2014-10-09 | M | E_PUMP
10003336 | MOTOR, SLUDGE PUMP 2 CENTER/VARIDRIVE | E-S-C06-F-LTP-SLUDG | 6-1218-D | [7 empty] | LACKAWANNA TREATMENT PLANT | IE000000000010003336 | LACKAWANNA TP SOLIDS HANDLING | 14218 |  |  |  | 0000000000 |  |  |  | EN |  | 260 Lehigh | ASEQ |  | X |  | 00:00:00 | [7 empty] | U.S.ELECTRIC | 25-213T-4I VEU-LF-G | 9201844-385 G3620069 M |  | 2006 | F06 | 2006 | PUMP | 1861010 | FM06_100 | F06 | 10003335 |  | ACTV | 2014-06-20 | DZIWULS2 | 2012-02-22 | KAMINSKK | 2014-06-20 | M | E_MOTOR
10003337 | PUMP 3, SLUDGE, PISTON, CARTER, NORTH | E-S-C06-F-LTP-SLUDG | 6-1219 | [7 empty] | LACKAWANNA TREATMENT PLANT | IE000000000010003337 | LACKAWANNA TP SOLIDS HANDLING | 14218 |  |  |  | 0000000000 |  |  |  | EN |  | 260 Lehigh | INST |  | X |  | 00:00:00 | [7 empty] | CARTER PUMP | CARTER DUPLEX 800 | 105409 |  | 2006 | F06 | 2006 | PUMP | 1861010 | FM06_100 | F06 |  |  | ACTV | 2011-01-01 | DZIWULS2 | 2012-02-22 | KAMINSKK | 2014-10-14 | M | E_PUMP
10003338 | MOTOR, SLUDGE PUMP 3 NORTH/VARIDRIVE | E-S-C06-F-LTP-SLUDG | 6-1219-D | [7 empty] | LACKAWANNA TREATMENT PLANT | IE000000000010003338 | LACKAWANNA TP SOLIDS HANDLING | 14218 |  |  |  | 0000000000 |  |  |  | EN |  | 260 Lehigh | ASEQ |  | X |  | 00:00:00 | [7 empty] | U.S.ELECTRIC | 25-213T-4I VEU-LF-G | 9201844-385 G3620069 M |  | 2006 | F06 | 2006 | PUMP | 1861010 | FM06_100 | F06 | 10003337 |  | ACTV | 2014-06-20 | DZIWULS2 | 2012-02-22 | KAMINSKK | 2014-06-20 | M | E_MOTOR
10003339 | MOTOR, SLUDGE PUMP 3 | E-S-C06-F-LTP-SLUDG | 6-1219-M | [7 empty] | LACKAWANNA TREATMENT PLANT | IE000000000010003339 | LACKAWANNA TP SOLIDS HANDLING | 14218 |  |  |  | 0000000000 |  |  |  | EN |  | 260 Lehigh | INST |  | X |  | 00:00:00 | [7 empty] | LEESON | FVJ215TTG4037BBL | 7973546-10/31-02 |  | 2006 | F06 | 2006 | MOTOR | 1861010 | FM06_100 | F06 |  |  | ACTV | 2011-01-01 | DZIWULS2 | 2012-02-22 | SWEETM | 2013-02-07 | M | E_MOTOR
10003341 | PUMP, SUMP, WEST | E-S-C06-F-LTP-SLUDG | 6-1221 | [7 empty] | LACKAWANNA TREATMENT PLANT | IE000000000010003341 | LACKAWANNA TP SOLIDS HANDLING | 14218 |  |  |  | 0000000000 |  |  |  | EN |  | 260 Lehigh | INST |  | X |  | 00:00:00 | [7 empty] | GORMAN RUPP | 12B20-B | 759384 |  | 2006 | F06 | 2006 | PUMP | 1861010 | FM06_100 | F06 |  |  | ACTV | 2011-01-01 | DZIWULS2 | 2012-02-22 | SWEETM | 2013-02-07 | M | E_PUMP
10003342 | PUMP, SUMP, EAST | E-S-C06-F-LTP-SLUDG | 6-1222 | [7 empty] | LACKAWANNA TREATMENT PLANT | IE000000000010003342 | LACKAWANNA TP SOLIDS HANDLING | 14218 |  |  |  | 0000000000 |  |  |  | EN |  | 260 Lehigh | INST |  | X |  | 00:00:00 | [7 empty] | GORMAN RUPP | 12B20-B | 1096370 |  | 2006 | F06 | 2006 | PUMP | 1861010 | FM06_100 | F06 |  |  | ACTV | 2011-01-01 | DZIWULS2 | 2012-02-22 | SWEETM | 2013-02-07 | M | E_PUMP
10003515 | PUMP, DIAPHRAGM, 3", WILDEN | E-S-C06-F-LTP-SLUDG | 6-1813 | [7 empty] | LACKAWANNA TREATMENT PLANT | IE000000000010003515 | LACKAWANNA TP SOLIDS HANDLING | 14218 |  |  |  | 0000000000 |  |  |  | EN |  | 260 Lehigh | INST |  | X |  | 00:00:00 | [7 empty] | WILDEN | 58D-12-16AA | 275629 |  | 2006 | F06 | 2006 | PUMP | 1861010 | FM06_100 | F06 |  |  | ACTV | 2011-01-01 | DZIWULS2 | 2012-02-22 | KAMINSKK | 2014-08-06 | M | E_PUMP
10068534 | PUMP, ROTARY LOBE | E-S-C06-F-LTP-SLUDG | 6-1112 | [7 empty] | LACKAWANNA TREATMENT PLANT | IE000000000010068534 | LACKAWANNA TP SOLIDS HANDLING | 14218 |  |  |  | 0000000000 |  |  |  | EN |  | 260 Lehigh | INST |  | X |  | 00:00:00 | [7 empty] | MONO | GP 600M | 22887/PGC |  | 2006 | F06 | 2006 | PUMP | 1861010 | FM06_100 | F06 |  |  | ACTV | 2012-06-27 | PINTOM | 2012-06-27 | SWEETM | 2013-02-07 | M | E_PUMP
10003321 | PUMP, CENTRIFUGE CAKE | E-S-C06-F-LTP-SLUDG-CENTR | 6-1209 | [7 empty] | LACKAWANNA TREATMENT PLANT | IE000000000010003321 | Centrifuge | 14218 |  |  |  | 0000000000 |  |  |  | EN |  | 260 Lehigh | INST |  | X |  | 00:00:00 | [11 empty] | 2006 | F06 | 2006 | PUMP | 1861010 | FM06_100 | F06 |  |  | ACTV | 2011-01-01 | DZIWULS2 | 2012-02-22 | SWEETM | 2013-02-07 | M | E_PUMP
10003322 | PUMP, CENTRIFUGE CAKE DRIVE | E-S-C06-F-LTP-SLUDG-CENTR | 6-1209-D | [7 empty] | LACKAWANNA TREATMENT PLANT | IE000000000010003322 | Centrifuge | 14218 |  |  |  | 0000000000 |  |  |  | EN |  | 260 Lehigh | INST |  | X |  | 00:00:00 | [7 empty] | U.S.ELECTRIC | TYPE: VAV-LF-GD | G2850191 |  | 2006 | F06 | 2006 | PUMP | 1861010 | FM06_100 | F06 |  |  | ACTV | 2011-01-01 | DZIWULS2 | 2012-02-22 | SWEETM | 2013-02-07 | M | E_PUMP
10003323 | PUMP, CENTRIFUGE CAKE | E-S-C06-F-LTP-SLUDG-CENTR | 6-1209-P | [7 empty] | LACKAWANNA TREATMENT PLANT | IE000000000010003323 | Centrifuge | 14218 |  |  |  | 0000000000 |  |  |  | EN |  | 260 Lehigh | INST |  | X |  | 00:00:00 | [7 empty] | MOYNO | 2EQES3CDQ |  |  | 2006 | F06 | 2006 | PUMP | 1861010 | FM06_100 | F06 |  |  | ACTV | 2011-01-01 | DZIWULS2 | 2012-02-22 | SWEETM | 2013-02-07 | M | E_PUMP
10003352 | PUMP, RECIRCULATION, STEP III | E-S-C06-F-LTP-SLUDG-DGSTR | 6-1228 |  |  | 308208 |  |  |  |  | LACKAWANNA TREATMENT PLANT | IE000000000010003352 | Digester | 14218 |  |  |  | 0000000000 |  |  |  | EN |  | 260 Lehigh | INST |  | X |  | 00:00:00 | [7 empty] | KSB | SEWABLOC K80 | 0005884082 |  | 2006 | F06 | 2006 | PUMP | 1861010 | FM06_100 | F06 |  |  | ACTV | 2014-06-27 | DZIWULS2 | 2012-02-22 | PINTOM | 2014-06-30 | M | E_PUMP
10074053 | PUMP, RECIRCULATION, STEP II | E-S-C06-F-LTP-SLUDG-DGSTR |  |  |  | 0500686349 |  |  |  |  | LACKAWANNA TREATMENT PLANT | IE000000000010074053 | Digester | 14218 |  |  |  | 0000000000 |  |  |  | EN |  | 260 Lehigh | INST |  | X |  | 00:00:00 |  |  | USD |  |  |  |  | KSB | SEWABLOC K80-250/GV | 376110 |  | 2006 | F06 | 2006 | PUMP | 1861010 | FM06_100 | F06 |  |  | ACTV | 2019-01-15 | PINTOM | 2019-01-15 | PINTOM | 2019-01-15 | M | E_PUMP
10003324 | PUMP, VACUUM FILTER CAKE | E-S-C06-F-LTP-SLUDG-FLPRS | 6-1210 | [7 empty] | LACKAWANNA TREATMENT PLANT | IE000000000010003324 | Filter press | 14218 |  |  |  | 0000000000 |  |  |  | EN |  | 260 Lehigh | INST |  | X |  | 00:00:00 | [11 empty] | 2006 | F06 | 2006 | PUMP | 1861010 | FM06_100 | F06 |  |  | ACTV | 2011-01-01 | DZIWULS2 | 2012-02-22 | SWEETM | 2013-02-07 | M | E_PUMP
10003327 | PUMP, CHEMICAL, POLYMER TRANSFER | E-S-C06-F-LTP-SLUDG-FLPRS | 6-1211-2 | [7 empty] | LACKAWANNA TREATMENT PLANT | IE000000000010003327 | Filter press | 14218 |  |  |  | 0000000000 |  |  |  | EN |  | 260 Lehigh | INST |  | X |  | 00:00:00 | [7 empty] | VIKING | HL32 | 1728305 |  | 2006 | F06 | 2006 | PUMP | 1861010 | FM06_100 | F06 |  |  | ACTV | 2011-01-01 | DZIWULS2 | 2012-02-22 | SWEETM | 2013-02-07 | M | E_PUMP
10003329 | CONDITIONING TANK FILL PUMP | E-S-C06-F-LTP-SLUDG-FLPRS | 6-1215 |  |  | JOB 401-1289 |  |  |  |  | LACKAWANNA TREATMENT PLANT | IE000000000010003329 | Filter press | 14218 |  |  |  | 0000000000 |  |  |  | EN |  | 260 Lehigh | INST |  | X |  | 00:00:00 | [7 empty] | M7768 | 2NE80A | 15943 |  | 2006 | F06 | 2006 | PUMP | 1861010 | FM06_100 | F06 |  |  | ACTV | 2021-09-01 | DZIWULS2 | 2012-02-22 | KAMINSKK | 2021-09-01 | M | E_PUMP
10003330 | PUMP, SLUDGE, PROCESSING FEED | E-S-C06-F-LTP-SLUDG-FLPRS | 6-1216 | [7 empty] | LACKAWANNA TREATMENT PLANT | IE000000000010003330 | Filter press | 14218 |  |  |  | 0000000000 |  |  |  | EN |  | 260 Lehigh | INST |  | X |  | 00:00:00 | [11 empty] | 2006 | F06 | 2006 | PUMP | 1861010 | FM06_100 | F06 |  |  | ACTV | 2011-01-01 | DZIWULS2 | 2012-02-22 | SWEETM | 2013-02-07 | M | E_PUMP
10003379 | PUMP 1, FILTER PRESS FEED | E-S-C06-F-LTP-SLUDG-FLPRS | 6-1251 | [7 empty] | LACKAWANNA TREATMENT PLANT | IE000000000010003379 | Filter press | 14218 |  |  |  | 0000000000 |  |  |  | EN |  | 260 Lehigh | INST |  | X |  | 00:00:00 | [7 empty] | NETZSCH | 4NE60A | 15942 |  | 2006 | F06 | 2006 | PUMP | 1861010 | FM06_100 | F06 |  |  | ACTV | 2011-01-01 | DZIWULS2 | 2012-02-22 | SWEETM | 2013-02-07 | M | E_PUMP
10003381 | MOTOR, FILTER PRESS FEED PUMP 1 | E-S-C06-F-LTP-SLUDG-FLPRS | 6-1251-M | [7 empty] | LACKAWANNA TREATMENT PLANT | IE000000000010003381 | Filter press | 14218 |  |  |  | 0000000000 |  |  |  | EN |  | 260 Lehigh | INST |  | X |  | 00:00:00 | [7 empty] | MARATHON ELEC | 9VF 256TTFNA6563AA L |  |  | 2006 | F06 | 2006 | MOTOR | 1861010 | FM06_100 | F06 |  |  | ACTV | 2011-01-01 | DZIWULS2 | 2012-02-22 | SWEETM | 2013-02-07 | M | E_MOTOR
10003382 | PUMP 2, FILTER PRESS FEED | E-S-C06-F-LTP-SLUDG-FLPRS | 6-1252 | [7 empty] | LACKAWANNA TREATMENT PLANT | IE000000000010003382 | Filter press | 14218 |  |  |  | 0000000000 |  |  |  | EN |  | 260 Lehigh | INST |  | X |  | 00:00:00 | [7 empty] | NETSZCH | 4NE60A | 17912 |  | 2006 | F06 | 2006 | PUMP | 1861010 | FM06_100 | F06 |  |  | ACTV | 2011-01-01 | DZIWULS2 | 2012-02-22 | SWEETM | 2013-02-07 | M | E_PUMP
10003383 | MOTOR, FILTER PRESS FEED PUMP 2 | E-S-C06-F-LTP-SLUDG-FLPRS | 6-1252-M | [7 empty] | LACKAWANNA TREATMENT PLANT | IE000000000010003383 | Filter press | 14218 |  |  |  | 0000000000 |  |  |  | EN |  | 260 Lehigh | INST |  | X |  | 00:00:00 | [7 empty] | RELIANCE | P25G1111D | P25G1111-6 |  | 2006 | F06 | 2006 | MOTOR | 1861010 | FM06_100 | F06 |  |  | ACTV | 2011-01-01 | DZIWULS2 | 2012-02-22 | SWEETM | 2013-02-07 | M | E_MOTOR
10005204 | MOTOR, COMMINUTOR COND TANK FEED PUMP | E-S-C06-F-LTP-SLUDG-FLPRS | SAP000874 | [7 empty] | LACKAWANNA TREATMENT PLANT | IE000000000010005204 | Filter press | 14218 |  |  |  | 0000000000 |  |  |  | EN |  | 260 Lehigh | INST |  | X |  | 00:00:00 | [7 empty] | US ELECTRIC | A034-50-W07W155R044M |  |  | 2006 | F06 | 2006 | MOTOR | 1861010 | FM06_100 | F06 |  |  | ACTV | 2011-01-01 | DZIWULS2 | 2012-02-22 | SWEETM | 2013-02-07 | M | E_MOTOR
10005211 | MOTOR, COND TANK FEED PUMP | E-S-C06-F-LTP-SLUDG-FLPRS | SAP000881 | [7 empty] | LACKAWANNA TREATMENT PLANT | IE000000000010005211 | Filter press | 14218 |  |  |  | 0000000000 |  |  |  | EN |  | 260 Lehigh | INST |  | X |  | 00:00:00 | [7 empty] | MARATHON | 9VF 256TTFNA6563AA L |  |  | 2006 | F06 | 2006 | MOTOR | 1861010 | FM06_100 | F06 |  |  | ACTV | 2011-01-01 | DZIWULS2 | 2012-02-22 | SWEETM | 2013-02-07 | M | E_MOTOR
10080054 | PUMP, SERIES-C, LMI, C711-20PBA | E-S-C06-F-LTP-SLUDG-FLPRS | [8 empty] | LACKAWANNA TREATMENT PLANT | IE000000000010080054 | Filter press | 14218 |  |  |  | 0000000000 |  |  |  | EN |  | 260 Lehigh | INST |  | X |  | 00:00:00 |  |  | USD |  |  |  |  | LMI MILTON ROY | C771-20PBA | 19084626205-1 |  | 2006 | F06 | 2006 | PUMP | 1861010 | FM06_100 | F06 |  |  | ACTV | 2019-09-10 | PINTOM | 2019-09-10 |  |  | M | E_PUMP
10003208 | PUMP, PNEUMATIC, WEST SANITARY | E-S-C06-F-LTP-SLUDG-SCUM | 6-1106 | [7 empty] | LACKAWANNA TREATMENT PLANT | IE000000000010003208 | Scum | 14218 |  |  |  | 0000000000 |  |  |  | EN |  | 260 Lehigh | INST |  | X |  | 00:00:00 | [7 empty] | CLOW | SDV | 258432 UNIT 1 |  | 2006 | F06 | 2006 | PUMP | 1861010 | FM06_100 | F06 |  |  | ACTV | 2011-01-01 | DZIWULS2 | 2012-02-22 | SWEETM | 2013-02-07 | M | E_PUMP
10003209 | PUMP, PNEUMATIC EJECTOR, EAST SANITARY | E-S-C06-F-LTP-SLUDG-SCUM | 6-1107 | [7 empty] | LACKAWANNA TREATMENT PLANT | IE000000000010003209 | Scum | 14218 |  |  |  | 0000000000 |  |  |  | EN |  | 260 Lehigh | INST |  | X |  | 00:00:00 | [7 empty] | CLOW | SDV | 258432 UNIT 2 |  | 2006 | F06 | 2006 | PUMP | 1861010 | FM06_100 | F06 |  |  | ACTV | 2011-01-01 | DZIWULS2 | 2012-02-22 | SWEETM | 2013-02-07 | M | E_PUMP
10003210 | PUMP, PNEUMATIC EJECTOR, SCUM | E-S-C06-F-LTP-SLUDG-SCUM | 6-1108 | [7 empty] | LACKAWANNA TREATMENT PLANT | IE000000000010003210 | Scum | 14218 |  |  |  | 0000000000 |  |  |  | EN |  | 260 Lehigh | INST |  | X |  | 00:00:00 | [7 empty] | CLOW | SDV | 258434 |  | 2006 | F06 | 2006 | PUMP | 1861010 | FM06_100 | F06 |  |  | ACTV | 2011-01-01 | DZIWULS2 | 2012-02-22 | SWEETM | 2013-02-07 | M | E_PUMP
10003278 | PUMP, THICKENER OVERFLOW | E-S-C06-F-LTP-SLUDG-THKNR | 6-1132 | [7 empty] | LACKAWANNA TREATMENT PLANT | IE000000000010003278 | Thickener | 14218 |  |  |  | 0000000000 |  |  |  | EN |  | 260 Lehigh | INST |  | X |  | 00:00:00 | [7 empty] | FLYGT | 3102.180-1595 | 9850166 |  | 2006 | F06 | 2006 | PUMP | 1861010 | FM06_100 | F06 |  |  | ACTV | 2011-01-01 | DZIWULS2 | 2012-02-22 | SWEETM | 2013-02-07 | M | E_PUMP
10080055 | PUMP, SERIES-C, LMI, C711-20PBA | E-S-C06-F-LTP-XEQUP | [8 empty] | LACKAWANNA TREATMENT PLANT | IE000000000010080055 | LACKAWANNA TP SPARE EQUIPMENT | 14218 |  |  |  | 0000000000 |  |  |  | EN |  | 260 Lehigh | INST |  | X |  | 00:00:00 |  |  | USD |  |  |  |  | LMI MILTON ROY | C771-20PBA | 19084626205-2 |  | 2006 | F06 | 2006 | PUMP | 1861010 | FM06_100 | F06 |  |  | ACTV | 2019-09-10 | PINTOM | 2019-09-10 | PINTOM | 2019-09-10 | M | E_PUMP
10080916 | PUMP, THICKENER OVERFLOW | E-S-C06-F-LTP-XEQUP |  |  |  | FLYGT 3102 |  |  |  |  | LACKAWANNA TREATMENT PLANT | IE000000000010080916 | LACKAWANNA TP SPARE EQUIPMENT | 14218 |  |  |  | 0000000000 |  |  |  | EN |  | 260 Lehigh | INST |  | X |  | 00:00:00 |  |  | USD |  |  |  |  | XYLEM | NT 3102 MT | 3102.060 205142 |  | 2006 | F06 | 2006 | PUMP | 1861010 | FM06_100 | F06 |  |  | ACTV | 2020-10-05 | SWEETM | 2020-09-21 | PINTOM | 2020-10-05 | M | E_PUMP
10081340 | PUMP, WATER, PLANT, CHLORINE BUILDING | E-S-C06-F-LTP-XEQUP |  |  |  | D814-1.5X1X8F |  |  |  |  | LACKAWANNA TREATMENT PLANT | IE000000000010081340 | LACKAWANNA TP SPARE EQUIPMENT | 14218 |  |  |  | 0000000000 |  |  |  | EN |  | 260 Lehigh | INST |  | X |  | 00:00:00 |  |  | USD |  |  |  |  | FLOWSERV | 0510-8694 | 1397704CHP0012 |  | 2006 | F06 | 2006 | GENL | 1861010 | FM06_100 | F06 |  |  | ACTV | 2021-09-13 | CONIGLIA | 2021-09-13 |  |  | M | E_PUMP
10003934 | PANEL, CONTROL, PUMP | E-S-C06-F-MCL-ELINS | 6-8503 | [7 empty] | MICHELLE DRIVE PUMP STATION | IE000000000010003934 | MICHELLE DR ELECTRICAL/INSTRUMENTATION | 14218 |  |  |  | 0000000000 |  |  |  | EN |  | Michelle Drive | INST |  | X |  | 00:00:00 | [7 empty] | D1009 | PANEL #14893U |  |  | 2006 | F06 | 2006 | CONTROL | 1861010 | FM06_100 | F06 |  |  | ACTV | 2011-01-01 | DZIWULS2 | 2012-02-22 | SWEETM | 2013-02-07 | M | E_CONTROL
10003936 | VALVE, PUMP ISOLATION | E-S-C06-F-MCL-VLVPT | 6-8505 | [7 empty] | MICHELLE DRIVE PUMP STATION | IE000000000010003936 | MICHELLE DR PS VALVE PIT | 14218 |  |  |  | 0000000000 |  |  |  | EN |  | Michelle Drive | INST |  | X |  | 00:00:00 | [7 empty] | C3101 |  |  |  | 2006 | F06 | 2006 | VALVE | 1861010 | FM06_100 | F06 |  |  | ACTV | 2011-01-01 | DZIWULS2 | 2012-02-22 | SWEETM | 2013-02-07 | M | E_VALVE
10003932 | PUMP 1, SUBMERSIBLE | E-S-C06-F-MCL-WETWL | 6-8501 | [7 empty] | MICHELLE DRIVE PUMP STATION | IE000000000010003932 | MICHELLE DR PS WET WELL | 14218 |  |  |  | 0000000000 |  |  |  | EN |  | Michelle Drive | INST |  | X |  | 00:00:00 | [7 empty] | MYERS | 4R30M4-03 |  |  | 2006 | F06 | 2006 | PUMP | 1861010 | FM06_100 | F06 |  |  | ACTV | 2011-01-01 | DZIWULS2 | 2012-02-22 | PINTOM | 2021-01-26 | M | E_PUMP
10068588 | PUMP 2, SUBMERSIBLE | E-S-C06-F-MCL-WETWL | 6-8501 | [7 empty] | MICHELLE DRIVE PUMP STATION | IE000000000010068588 | MICHELLE DR PS WET WELL | 14218 |  |  |  | 0000000000 |  |  |  | EN |  | Michelle Drive | INST |  | X |  | 00:00:00 | [7 empty] | MYERS | 4R30M4-03 |  |  | 2006 | F06 | 2006 | GENL | 1861010 | FM06_100 | F06 |  |  | ACTV | 2012-10-11 | PINTOM | 2012-10-11 | PINTOM | 2021-01-26 | M | E_PUMP
10079770 | PUMP, SPARE, MICHELLE DR PS | E-S-C06-F-MCL-XEQUP | [8 empty] | MICHELLE DRIVE PUMP STATION | IE000000000010079770 | MICHELLE DR PS SPARE EQUIPMENT | 14218 |  |  |  | 0000000000 |  |  |  | EN |  | Michelle Drive | INST |  | X |  | 00:00:00 |  |  | USD |  |  |  |  | MYERS | 4R30M4-03 | 10594225 |  | 2006 | F06 | 2006 | PUMP | 1861010 | FM06_100 | F06 |  |  | ACTV | 2021-01-26 | PINTOM | 2019-03-25 | PINTOM | 2021-01-26 | M | E_PUMP
10003948 | PUMP 1, AERATION, NORTH | E-S-C06-F-ORF | 6-9005 | [7 empty] | LACKAWANNA ORF | IE000000000010003948 | LACKAWANNA ORF | 14218 |  |  |  | 0000000000 |  |  |  | EN |  | "A" Steet | INST |  | X |  | 00:00:00 | [7 empty] | FLYGT | CP3201HV-10" |  |  | 2006 | F06 | 2006 | PUMP | 1861010 | FM06_100 | F06 |  |  | ACTV | 2011-01-01 | DZIWULS2 | 2012-02-22 | SWEETM | 2013-02-07 | M | E_PUMP
10003949 | PUMP 2, AERATION, SOUTH | E-S-C06-F-ORF | 6-9006 | [7 empty] | LACKAWANNA ORF | IE000000000010003949 | LACKAWANNA ORF | 14218 |  |  |  | 0000000000 |  |  |  | EN |  | "A" Steet | INST |  | X |  | 00:00:00 | [7 empty] | FLYGT | CP3201HV-10" |  |  | 2006 | F06 | 2006 | PUMP | 1861010 | FM06_100 | F06 |  |  | ACTV | 2011-01-01 | DZIWULS2 | 2012-02-22 | SWEETM | 2013-02-07 | M | E_PUMP
10003972 | PUMP 3, AERATION, SOUTH | E-S-C06-F-ORF | 6-9016 | [7 empty] | LACKAWANNA ORF | IE000000000010003972 | LACKAWANNA ORF | 14218 |  |  |  | 0000000000 |  |  |  | EN |  | "A" Steet | INST |  | X |  | 00:00:00 | [7 empty] | FLYGT |  |  |  | 2006 | F06 | 2006 | PUMP | 1861010 | FM06_100 | F06 |  |  | ACTV | 2011-01-01 | DZIWULS2 | 2012-02-22 | SWEETM | 2013-02-07 | M | E_PUMP
10003973 | PUMP 4, AERATION, NORTH | E-S-C06-F-ORF | 6-9017 | [7 empty] | LACKAWANNA ORF | IE000000000010003973 | LACKAWANNA ORF | 14218 |  |  |  | 0000000000 |  |  |  | EN |  | "A" Steet | INST |  | X |  | 00:00:00 | [7 empty] | FLYGT |  |  |  | 2006 | F06 | 2006 | PUMP | 1861010 | FM06_100 | F06 |  |  | ACTV | 2011-01-01 | DZIWULS2 | 2012-02-22 | SWEETM | 2013-02-07 | M | E_PUMP
10003974 | PUMP, DEWATERING, WET WELL | E-S-C06-F-ORF | 6-9018 | [7 empty] | LACKAWANNA ORF | IE000000000010003974 | LACKAWANNA ORF | 14218 |  |  |  | 0000000000 |  |  |  | EN |  | "A" Steet | INST |  | X |  | 00:00:00 | [7 empty] | FLYGT |  |  |  | 2006 | F06 | 2006 | PUMP | 1861010 | FM06_100 | F06 |  |  | ACTV | 2011-01-01 | DZIWULS2 | 2012-02-22 | SWEETM | 2013-02-07 | M | E_PUMP
10003941 | ROOF, ORF, SCREW PUMP AREA | E-S-C06-F-ORF-BLDGR | 6-9000-R3 | [7 empty] | LACKAWANNA ORF | IE000000000010003941 | LACKAWANNA ORF BUILDING AND GROUNDS | 14218 |  |  |  | 0000000000 |  |  |  | EN |  | "A" Steet | INST |  | X |  | 00:00:00 | [11 empty] | 2006 | F06 | 2006 | GENL | 1861010 | FM06_100 | F06 |  |  | ACTV | 2016-01-13 | DZIWULS2 | 2012-02-22 | KAMINSKK | 2016-01-13 | M | E_BLDGGRD
10004001 | FAN, EXHAUST, SCREW PUMP RM, EF5 | E-S-C06-F-ORF-BLDGR-HVAC | 6-9028-5 | [7 empty] | LACKAWANNA ORF | IE000000000010004001 | HVAC | 14218 |  |  |  | 0000000000 |  |  |  | EN |  | "A" Steet | INST |  | X |  | 00:00:00 | [7 empty] | CARNES | LWBA 24 |  |  | 2006 | F06 | 2006 | HVAC | 1861010 | FM06_100 | F06 |  |  | ACTV | 2016-01-13 | DZIWULS2 | 2012-02-22 | CURRENTJ | 2016-01-13 | M | E_HVAC
10004012 | PUMP 1, HYPO, EAST | E-S-C06-F-ORF-DISIN | 6-9032-1 | [7 empty] | LACKAWANNA ORF | IE000000000010004012 | LACKAWANNA ORF DISINFECTION | 14218 |  |  |  | 0000000000 |  |  |  | EN |  | "A" Steet | INST |  | X |  | 00:00:00 | [7 empty] | WATSON | MARLOW MODEL 624S | D010228 |  | 2006 | F06 | 2006 | PUMP | 1861010 | FM06_100 | F06 |  |  | ACTV | 2011-01-01 | DZIWULS2 | 2012-02-22 | SWEETM | 2013-02-07 | M | E_PUMP
10004013 | PUMP 2, HYPO, WEST | E-S-C06-F-ORF-DISIN | 6-9032-2 | [7 empty] | LACKAWANNA ORF | IE000000000010004013 | LACKAWANNA ORF DISINFECTION | 14218 |  |  |  | 0000000000 |  |  |  | EN |  | "A" Steet | INST |  | X |  | 00:00:00 | [7 empty] | WATSON | MARLOW MODEL 624S | D010230 |  | 2006 | F06 | 2006 | PUMP | 1861010 | FM06_100 | F06 |  |  | ACTV | 2011-01-01 | DZIWULS2 | 2012-02-22 | SWEETM | 2013-02-07 | M | E_PUMP
10003942 | PUMP 1, SCREW, EAST | E-S-C06-F-ORF-INFLT | 6-9001 | [7 empty] | LACKAWANNA ORF | IE000000000010003942 | LACKAWANNA ORF INFLUENT PROCESSING | 14218 |  |  |  | 0000000000 |  |  |  | EN |  | "A" Steet | INST |  | X |  | 00:00:00 | [7 empty] | N0109 | 66" | S.O. #85-220 |  | 2006 | F06 | 2006 | PUMP | 1861010 | FM06_100 | F06 |  |  | ACTV | 2016-01-13 | DZIWULS2 | 2012-02-22 | CURRENTJ | 2016-01-13 | M | E_PUMP
10003943 | MOTOR, SCREW PUMP 1 EAST | E-S-C06-F-ORF-INFLT | 6-9001-M | [7 empty] | LACKAWANNA ORF | IE000000000010003943 | LACKAWANNA ORF INFLUENT PROCESSING | 14218 |  |  |  | 0000000000 |  |  |  | EN |  | "A" Steet | ASEQ |  | X |  | 00:00:00 | [11 empty] | 2006 | F06 | 2006 | PUMP | 1861010 | FM06_100 | F06 | 10003942 |  | ACTV | 2016-01-13 | DZIWULS2 | 2012-02-22 | CURRENTJ | 2016-01-13 | M | E_MOTOR
10003944 | PUMP 2, SCREW, CENTER | E-S-C06-F-ORF-INFLT | 6-9002 | [7 empty] | LACKAWANNA ORF | IE000000000010003944 | LACKAWANNA ORF INFLUENT PROCESSING | 14218 |  |  |  | 0000000000 |  |  |  | EN |  | "A" Steet | INST |  | X |  | 00:00:00 | [7 empty] | N0109 | 66" | S.O. #85-220 |  | 2006 | F06 | 2006 | PUMP | 1861010 | FM06_100 | F06 |  |  | ACTV | 2016-01-13 | DZIWULS2 | 2012-02-22 | CURRENTJ | 2016-01-13 | M | E_PUMP
10003945 | MOTOR, PUMP 2, SCREW | E-S-C06-F-ORF-INFLT | 6-9002-M | [7 empty] | LACKAWANNA ORF | IE000000000010003945 | LACKAWANNA ORF INFLUENT PROCESSING | 14218 |  |  |  | 0000000000 |  |  |  | EN |  | "A" Steet | ASEQ |  | X |  | 00:00:00 | [7 empty] | TOSHIBA | 4F4075L1C11068 | 040903403 |  | 2006 | F06 | 2006 | PUMP | 1861010 | FM06_100 | F06 | 10003944 |  | ACTV | 2016-01-13 | DZIWULS2 | 2012-02-22 | CURRENTJ | 2016-01-13 | M | E_MOTOR
10003946 | PUMP 3, SCREW, WEST | E-S-C06-F-ORF-INFLT | 6-9003 | [7 empty] | LACKAWANNA ORF | IE000000000010003946 | LACKAWANNA ORF INFLUENT PROCESSING | 14218 |  |  |  | 0000000000 |  |  |  | EN |  | "A" Steet | INST |  | X |  | 00:00:00 | [7 empty] | N0109 | 66" | S.O. #85-220 |  | 2006 | F06 | 2006 | PUMP | 1861010 | FM06_100 | F06 |  |  | ACTV | 2016-01-13 | DZIWULS2 | 2012-02-22 | CURRENTJ | 2016-01-13 | M | E_PUMP
10003947 | MOTOR, PUMP 3, SCREW | E-S-C06-F-ORF-INFLT | 6-9003-M | [7 empty] | LACKAWANNA ORF | IE000000000010003947 | LACKAWANNA ORF INFLUENT PROCESSING | 14218 |  |  |  | 0000000000 |  |  |  | EN |  | "A" Steet | ASEQ |  | X |  | 00:00:00 | [8 empty] | ID#9504997-260L16801 |  |  | 2006 | F06 | 2006 | PUMP | 1861010 | FM06_100 | F06 | 10003946 |  | ACTV | 2016-01-13 | DZIWULS2 | 2012-02-22 | CURRENTJ | 2016-01-13 | M | E_MOTOR
10003971 | PUMP 4, SUBMERSIBLE, INF | E-S-C06-F-ORF-INFLT | 6-9015 | [7 empty] | LACKAWANNA ORF | IE000000000010003971 | LACKAWANNA ORF INFLUENT PROCESSING | 14218 |  |  |  | 0000000000 |  |  |  | EN |  | "A" Steet | INST |  | X |  | 00:00:00 | [7 empty] | FLYGT |  |  |  | 2006 | F06 | 2006 | PUMP | 1861010 | FM06_100 | F06 |  |  | ACTV | 2016-01-13 | DZIWULS2 | 2012-02-22 | CURRENTJ | 2016-01-13 | M | E_PUMP
10003994 | HIGH PRESSURE WATER PUMP & DRAIN VALVES | E-S-C06-F-ORF-PLUMB | 6-9022 | [7 empty] | LACKAWANNA ORF | IE000000000010003994 | Plumbing | 14218 |  |  |  | 0000000000 |  |  |  | EN |  | "A" Steet | INST |  | X |  | 00:00:00 | [7 empty] | PACO | 29-5012-5 | G69907 |  | 2006 | F06 | 2006 | PUMP | 1861010 | FM06_100 | F06 |  |  | ACTV | 2011-01-01 | DZIWULS2 | 2012-02-22 | SWEETM | 2013-02-07 | M | E_PUMP
10003873 | PUMP 1 SOUTH | E-S-C06-F-RWD-DRYWL | 6-7001 | [7 empty] | RIDGEWOOD PUMP STATION | IE000000000010003873 | RIDGEWOOD PS DRY WELL | 14218 |  |  |  | 0000000000 |  |  |  | EN |  | 16 Winstead Road | INST |  | X |  | 00:00:00 | [7 empty] | GORMAN RUPP | T6A3-B | 929889N |  | 2006 | F06 | 2006 | PUMP | 1861010 | FM06_100 | F06 |  |  | ACTV | 2011-01-01 | DZIWULS2 | 2012-02-22 | CURRENTJ | 2013-11-19 | M | E_PUMP
10003874 | MOTOR, PUMP 1, SANITARY, SOUTH | E-S-C06-F-RWD-DRYWL | 6-7001-M | [7 empty] | RIDGEWOOD PUMP STATION | IE000000000010003874 | RIDGEWOOD PS DRY WELL | 14218 |  |  |  | 0000000000 |  |  |  | EN |  | 16 Winstead Road | ASEQ |  | X |  | 00:00:00 | [7 empty] | GORMAN RUPP |  | AB94038.1 |  | 2006 | F06 | 2006 | MOTOR | 1861010 | FM06_100 | F06 | 10003873 |  | ACTV | 2013-03-15 | DZIWULS2 | 2012-02-22 | ZYNDAK | 2013-03-15 | M | E_MOTOR
10003876 | PUMP 2 NORTH | E-S-C06-F-RWD-DRYWL | 6-7002 | [7 empty] | RIDGEWOOD PUMP STATION | IE000000000010003876 | RIDGEWOOD PS DRY WELL | 14218 |  |  |  | 0000000000 |  |  |  | EN |  | 16 Winstead Road | INST |  | X |  | 00:00:00 | [7 empty] | GORMAN RUPP | T6A3-B | 929890N |  | 2006 | F06 | 2006 | PUMP | 1861010 | FM06_100 | F06 |  |  | ACTV | 2011-01-01 | DZIWULS2 | 2012-02-22 | CURRENTJ | 2013-11-19 | M | E_PUMP
10003877 | MOTOR, PUMP 2, SANITARY, NORTH | E-S-C06-F-RWD-DRYWL | 6-7002-M | [7 empty] | RIDGEWOOD PUMP STATION | IE000000000010003877 | RIDGEWOOD PS DRY WELL | 14218 |  |  |  | 0000000000 |  |  |  | EN |  | 16 Winstead Road | ASEQ |  | X |  | 00:00:00 | [7 empty] | GORMAN RUPP |  | AB94038.2 |  | 2006 | F06 | 2006 | MOTOR | 1861010 | FM06_100 | F06 | 10003876 |  | ACTV | 2013-03-15 | DZIWULS2 | 2012-02-22 | ZYNDAK | 2013-03-15 | M | E_MOTOR
10003879 | VALVE, AIR RELEASE , PUMP 1 | E-S-C06-F-RWD-DRYWL | 6-7003 | [7 empty] | RIDGEWOOD PUMP STATION | IE000000000010003879 | RIDGEWOOD PS DRY WELL | 14218 |  |  |  | 0000000000 |  |  |  | EN |  | 16 Winstead Road | INST |  | X |  | 00:00:00 | [7 empty] | GORMAN RUPP | GR33-07 |  |  | 2006 | F06 | 2006 | VALVE | 1861010 | FM06_100 | F06 |  |  | ACTV | 2011-01-01 | DZIWULS2 | 2012-02-22 | SWEETM | 2013-02-07 | M | E_VALVE
10003889 | PUMP, SUMP | E-S-C06-F-RWD-DRYWL | 6-7008 | [7 empty] | RIDGEWOOD PUMP STATION | IE000000000010003889 | RIDGEWOOD PS DRY WELL | 14218 |  |  |  | 0000000000 |  |  |  | EN |  | 16 Winstead Road | INST |  | X |  | 00:00:00 | [8 empty] | 1600/1650 SERIES |  |  | 2006 | F06 | 2006 | PUMP | 1861010 | FM06_100 | F06 |  |  | ACTV | 2011-01-01 | DZIWULS2 | 2012-02-22 | SWEETM | 2013-02-07 | M | E_PUMP
10003899 | SANITARY PUMP ISOLATION VALVES | E-S-C06-F-RWD-DRYWL | 6-7018 | [7 empty] | RIDGEWOOD PUMP STATION | IE000000000010003899 | RIDGEWOOD PS DRY WELL | 14218 |  |  |  | 0000000000 |  |  |  | EN |  | 16 Winstead Road | INST |  | X |  | 00:00:00 | [7 empty] | DEZURIK |  |  |  | 2006 | F06 | 2006 | VALVE | 1861010 | FM06_100 | F06 |  |  | ACTV | 2011-01-01 | DZIWULS2 | 2012-02-22 | SWEETM | 2013-02-07 | M | E_VALVE
10068554 | VALVE, AIR RELEASE , PUMP 2 | E-S-C06-F-RWD-DRYWL | 6-7003 | [8 empty] | IE000000000010068554 | RIDGEWOOD PS DRY WELL |  |  |  |  | 0000000000 |  |  |  | EN |  |  | INST |  | X |  | 00:00:00 | [7 empty] | GORMAN RUPP | GRP33-07F |  |  | 2006 | F06 | 2006 | VALVE | 1861010 | FM06_100 | F06 |  |  | ACTV | 2011-01-01 | PINTOM | 2012-07-25 |  |  | M | E_VALVE
10003881 | PANEL, CONTROL, PUMP | E-S-C06-F-RWD-ELINS | 6-7005 | [7 empty] | RIDGEWOOD PUMP STATION | IE000000000010003881 | RIDGEWOOD PS ELECTRICAL/INSTRUMENTATION | 14218 |  |  |  | 0000000000 |  |  |  | EN |  | 16 Winstead Road | INST |  | X |  | 00:00:00 | [7 empty] | GORMAN RUPP | DUPLEX 2-SPEED PUMP | 90-3190 |  | 2006 | F06 | 2006 | CONTROL | 1861010 | FM06_100 | F06 |  |  | ACTV | 2011-01-01 | DZIWULS2 | 2012-02-22 | SWEETM | 2013-02-07 | M | E_CONTROL
10003908 | PANEL, ALARM, PUMP, PANALARM SYSTEM | E-S-C06-F-RWD-ELINS | 6-7035 | [7 empty] | RIDGEWOOD PUMP STATION | IE000000000010003908 | RIDGEWOOD PS ELECTRICAL/INSTRUMENTATION | 14218 |  |  |  | 0000000000 |  |  |  | EN |  | 16 Winstead Road | INST |  | X |  | 00:00:00 | [11 empty] | 2006 | F06 | 2006 | MONITOR | 1861010 | FM06_100 | F06 |  |  | ACTV | 2011-01-01 | DZIWULS2 | 2012-02-22 | SWEETM | 2013-02-07 | M | E_MONITOR
10003718 | MOTOR, PUMP #1 | E-S-C06-F-SEL-DRYWL | 6-5001-M | [7 empty] | SEAL STREET PUMP STATION | IE000000000010003718 | SEAL ST PS DRY WELL | 14218 |  |  |  | 0000000000 |  |  |  | EN |  | 26 Seal St | ASEQ |  | X |  | 00:00:00 | [7 empty] | RELIANCE | TYPE-P | 1MAF20957-G1-XL |  | 2006 | F06 | 2006 | MOTOR | 1861010 | FM06_100 | F06 | 10003719 |  | ACTV | 2013-03-15 | DZIWULS2 | 2012-02-22 | KAMINSKK | 2021-11-09 | M | E_MOTOR
10003719 | PUMP #1 | E-S-C06-F-SEL-DRYWL | 6-5001-P | [7 empty] | SEAL STREET PUMP STATION | IE000000000010003719 | SEAL ST PS DRY WELL | 14218 |  |  |  | 0000000000 |  |  |  | EN |  | 26 Seal St | INST |  | X |  | 00:00:00 | [7 empty] | GOULD | ECD 16X18-26 | M296991 |  | 2006 | F06 | 2006 | PUMP | 1861010 | FM06_100 | F06 |  |  | ACTV | 2011-01-01 | DZIWULS2 | 2012-02-22 | KAMINSKK | 2021-11-09 | M | E_PUMP
10003721 | MOTOR, PUMP 2 | E-S-C06-F-SEL-DRYWL | 6-5002-M | [7 empty] | SEAL STREET PUMP STATION | IE000000000010003721 | SEAL ST PS DRY WELL | 14218 |  |  |  | 0000000000 |  |  |  | EN |  | 26 Seal St | ASEQ |  | X |  | 00:00:00 | [7 empty] | RELIANCE | TYPE-P | 1MAF20957-G2-XL |  | 2006 | F06 | 2006 | MOTOR | 1861010 | FM06_100 | F06 | 10003722 |  | ACTV | 2013-03-15 | DZIWULS2 | 2012-02-22 | ZYNDAK | 2013-03-15 | M | E_MOTOR
10003722 | PUMP #2 | E-S-C06-F-SEL-DRYWL | 6-5002-P | [7 empty] | SEAL STREET PUMP STATION | IE000000000010003722 | SEAL ST PS DRY WELL | 14218 |  |  |  | 0000000000 |  |  |  | EN |  | 26 Seal St | INST |  | X |  | 00:00:00 | [7 empty] | GOULD | ECD 16X18-26 | M29697 |  | 2006 | F06 | 2006 | PUMP | 1861010 | FM06_100 | F06 |  |  | ACTV | 2011-01-01 | DZIWULS2 | 2012-02-22 | KAMINSKK | 2021-11-09 | M | E_PUMP
10003724 | MOTOR, PUMP 3 | E-S-C06-F-SEL-DRYWL | 6-5003-M | [7 empty] | SEAL STREET PUMP STATION | IE000000000010003724 | SEAL ST PS DRY WELL | 14218 |  |  |  | 0000000000 |  |  |  | EN |  | 26 Seal St | ASEQ |  | X |  | 00:00:00 | [7 empty] | RELIANCE | TYPE-P | 1MAF20957-G3-XL |  | 2006 | F06 | 2006 | MOTOR | 1861010 | FM06_100 | F06 | 10003725 |  | ACTV | 2013-03-15 | DZIWULS2 | 2012-02-22 | ZYNDAK | 2013-03-15 | M | E_MOTOR
10003725 | PUMP #3 | E-S-C06-F-SEL-DRYWL | 6-5003-P | [7 empty] | SEAL STREET PUMP STATION | IE000000000010003725 | SEAL ST PS DRY WELL | 14218 |  |  |  | 0000000000 |  |  |  | EN |  | 26 Seal St | INST |  | X |  | 00:00:00 | [7 empty] | GOULD | ECD 16X18-26 | M29698 |  | 2006 | F06 | 2006 | PUMP | 1861010 | FM06_100 | F06 |  |  | ACTV | 2011-01-01 | DZIWULS2 | 2012-02-22 | KAMINSKK | 2021-11-09 | M | E_PUMP
10003731 | PUMP, SUMP | E-S-C06-F-SEL-DRYWL | 6-5006 | [7 empty] | SEAL STREET PUMP STATION | IE000000000010003731 | SEAL ST PS DRY WELL | 14218 |  |  |  | 0000000000 |  |  |  | EN |  | 26 Seal St | INST |  | X |  | 00:00:00 | [7 empty] | AURORA/HYDRO | OSP33AB-1 (ALL BRONZ |  |  | 2006 | F06 | 2006 | PUMP | 1861010 | FM06_100 | F06 |  |  | ACTV | 2011-01-01 | DZIWULS2 | 2012-02-22 | SWEETM | 2013-02-07 | M | E_PUMP
10003742 | VFD, PUMP #1 | E-S-C06-F-SEL-DRYWL | 6-5010-1 |  |  | 100HP |  |  |  |  | SEAL STREET PUMP STATION | IE000000000010003742 | SEAL ST PS DRY WELL | 14218 |  |  |  | 0000000000 |  |  |  | EN |  | 26 Seal St | ASEQ |  | X |  | 00:00:00 | [7 empty] | SCHNEIDER - TELEMECHANIQUE | ALTIVAR |  |  | 2006 | F06 | 2006 | PUMP | 1861010 | FM06_100 | F06 | 10003719 |  | ACTV | 2021-11-09 | DZIWULS2 | 2012-02-22 | KAMINSKK | 2021-11-09 | M | E_CONTROL
10003744 | VFD, PUMP #2 | E-S-C06-F-SEL-DRYWL | 6-5011-1 |  |  | 100HP |  |  |  |  | SEAL STREET PUMP STATION | IE000000000010003744 | SEAL ST PS DRY WELL | 14218 |  |  |  | 0000000000 |  |  |  | EN |  | 26 Seal St | ASEQ |  | X |  | 00:00:00 | [7 empty] | SCHNEIDER - TELEMECHANIQUE | ALTIVAR 61 |  |  | 2006 | F06 | 2006 | PUMP | 1861010 | FM06_100 | F06 | 10003722 |  | ACTV | 2021-11-09 | DZIWULS2 | 2012-02-22 | KAMINSKK | 2021-11-09 | M | E_CONTROL
10003746 | VFD, PUMP #3 | E-S-C06-F-SEL-DRYWL | 6-5012-1 |  |  | 100HP |  |  |  |  | SEAL STREET PUMP STATION | IE000000000010003746 | SEAL ST PS DRY WELL | 14218 |  |  |  | 0000000000 |  |  |  | EN |  | 26 Seal St | ASEQ |  | X |  | 00:00:00 | [7 empty] | SCHNEIDER - TELEMECHANIQUE | ALTIVAR 61 |  |  | 2006 | F06 | 2006 | PUMP | 1861010 | FM06_100 | F06 | 10003725 |  | ACTV | 2021-11-09 | DZIWULS2 | 2012-02-22 | KAMINSKK | 2021-11-09 | M | E_CONTROL
10003759 | VALVE, ISOLATION, SUCTION, PUMP #1 | E-S-C06-F-SEL-DRYWL | 6-5022-A | [7 empty] | SEAL STREET PUMP STATION | IE000000000010003759 | SEAL ST PS DRY WELL | 14218 |  |  |  | 0000000000 |  |  |  | EN |  | 26 Seal St | ASEQ |  | X |  | 00:00:00 | [7 empty] | KENNEDY | 20" 150W |  |  | 2006 | F06 | 2006 | PUMP | 1861010 | FM06_100 | F06 | 10003719 |  | ACTV | 2021-11-09 | DZIWULS2 | 2012-02-22 | KAMINSKK | 2021-11-09 | M | E_VALVE
10003760 | VALVE, ISOLATION, DISCHARGE, PUMP #1 | E-S-C06-F-SEL-DRYWL | 6-5022-B | [7 empty] | SEAL STREET PUMP STATION | IE000000000010003760 | SEAL ST PS DRY WELL | 14218 |  |  |  | 0000000000 |  |  |  | EN |  | 26 Seal St | ASEQ |  | X |  | 00:00:00 | [7 empty] | KENNEDY | 16" 150W |  |  | 2006 | F06 | 2006 | PUMP | 1861010 | FM06_100 | F06 | 10003719 |  | ACTV | 2021-11-09 | DZIWULS2 | 2012-02-22 | KAMINSKK | 2021-11-09 | M | E_VALVE
10003761 | VALVE, ISOLATION, SUCTION, PUMP #2 | E-S-C06-F-SEL-DRYWL | 6-5022-C | [7 empty] | SEAL STREET PUMP STATION | IE000000000010003761 | SEAL ST PS DRY WELL | 14218 |  |  |  | 0000000000 |  |  |  | EN |  | 26 Seal St | ASEQ |  | X |  | 00:00:00 | [7 empty] | KENNEDY | 20" 150W |  |  | 2006 | F06 | 2006 | PUMP | 1861010 | FM06_100 | F06 | 10003722 |  | ACTV | 2021-11-09 | DZIWULS2 | 2012-02-22 | KAMINSKK | 2021-11-09 | M | E_VALVE
10003762 | VALVE, ISOLATION, DISCHARGE, PUMP #2 | E-S-C06-F-SEL-DRYWL | 6-5022-D | [7 empty] | SEAL STREET PUMP STATION | IE000000000010003762 | SEAL ST PS DRY WELL | 14218 |  |  |  | 0000000000 |  |  |  | EN |  | 26 Seal St | ASEQ |  | X |  | 00:00:00 | [7 empty] | KENNEDY | 16" 150W |  |  | 2006 | F06 | 2006 | PUMP | 1861010 | FM06_100 | F06 | 10003722 |  | ACTV | 2021-11-09 | DZIWULS2 | 2012-02-22 | KAMINSKK | 2021-11-09 | M | E_VALVE
10003763 | VALVE, ISOLATION, SUCTION, PUMP #3 | E-S-C06-F-SEL-DRYWL | 6-5022-E | [7 empty] | SEAL STREET PUMP STATION | IE000000000010003763 | SEAL ST PS DRY WELL | 14218 |  |  |  | 0000000000 |  |  |  | EN |  | 26 Seal St | ASEQ |  | X |  | 00:00:00 | [7 empty] | KENNEDY | 20" 150W |  |  | 2006 | F06 | 2006 | PUMP | 1861010 | FM06_100 | F06 | 10003725 |  | ACTV | 2021-11-09 | DZIWULS2 | 2012-02-22 | KAMINSKK | 2021-11-09 | M | E_VALVE
10003764 | VALVE, ISOLATION, DISCHARGE, PUMP #3 | E-S-C06-F-SEL-DRYWL | 6-5022-F | [7 empty] | SEAL STREET PUMP STATION | IE000000000010003764 | SEAL ST PS DRY WELL | 14218 |  |  |  | 0000000000 |  |  |  | EN |  | 26 Seal St | ASEQ |  | X |  | 00:00:00 | [7 empty] | KENNEDY | 16" 150W |  |  | 2006 | F06 | 2006 | PUMP | 1861010 | FM06_100 | F06 | 10003725 |  | ACTV | 2021-11-09 | DZIWULS2 | 2012-02-22 | KAMINSKK | 2021-11-09 | M | E_VALVE
10003766 | VALVE, CHECK, PUMP #1 | E-S-C06-F-SEL-DRYWL | 6-5023-A | [7 empty] | SEAL STREET PUMP STATION | IE000000000010003766 | SEAL ST PS DRY WELL | 14218 |  |  |  | 0000000000 |  |  |  | EN |  | 26 Seal St | ASEQ |  | X |  | 00:00:00 | [7 empty] | GAI | 16" 125 ANSI | GA2516A |  | 2006 | F06 | 2006 | PUMP | 1861010 | FM06_100 | F06 | 10003719 |  | ACTV | 2021-11-09 | DZIWULS2 | 2012-02-22 | KAMINSKK | 2021-11-09 | M | E_VALVE
10003767 | VALVE, CHECK, PUMP #2 | E-S-C06-F-SEL-DRYWL | 6-5023-B | [7 empty] | SEAL STREET PUMP STATION | IE000000000010003767 | SEAL ST PS DRY WELL | 14218 |  |  |  | 0000000000 |  |  |  | EN |  | 26 Seal St | ASEQ |  | X |  | 00:00:00 | [7 empty] | GAI | 16" 125 ANSI | GA2516A |  | 2006 | F06 | 2006 | PUMP | 1861010 | FM06_100 | F06 | 10003722 |  | ACTV | 2021-11-09 | DZIWULS2 | 2012-02-22 | KAMINSKK | 2021-11-09 | M | E_VALVE
10003768 | VALVE, CHECK, PUMP #3 | E-S-C06-F-SEL-DRYWL | 6-5023-C | [7 empty] | SEAL STREET PUMP STATION | IE000000000010003768 | SEAL ST PS DRY WELL | 14218 |  |  |  | 0000000000 |  |  |  | EN |  | 26 Seal St | ASEQ |  | X |  | 00:00:00 | [7 empty] | GAI | 16" 125 ANSI | GA2516A |  | 2006 | F06 | 2006 | PUMP | 1861010 | FM06_100 | F06 | 10003725 |  | ACTV | 2021-11-09 | DZIWULS2 | 2012-02-22 | KAMINSKK | 2021-11-09 | M | E_VALVE
10003775 | PANEL, CONTROL, PUMP | E-S-C06-F-SEL-ELINS | 6-5026 | [7 empty] | SEAL STREET PUMP STATION | IE000000000010003775 | SEAL ST PS ELECTRICAL & INSTRUMENTATION | 14218 |  |  |  | 0000000000 |  |  |  | EN |  | 26 Seal St | INST |  | X |  | 00:00:00 | [7 empty] | ROBICON | MARK IV |  |  | 2006 | F06 | 2006 | CONTROL | 1861010 | FM06_100 | F06 |  |  | ACTV | 2011-01-01 | DZIWULS2 | 2012-02-22 | SWEETM | 2013-02-07 | M | E_CONTROL
10003639 | PUMP, STORM 1 (WEST) (10 MGD) | E-S-C06-F-WLL-DRYWL | 6-3001 | [7 empty] | WELL STREET PUMP STATION | IE000000000010003639 | WELL ST PS DRY WELL | 14218 |  |  |  | 0000000000 |  |  |  | EN |  | 18 Well St | INST |  | X |  | 00:00:00 | [7 empty] | WORTHINGTON | 16 MCV 1 | 1605995 |  | 2006 | F06 | 2006 | PUMP | 1861010 | FM06_100 | F06 |  |  | ACTV | 2011-01-01 | DZIWULS2 | 2012-02-22 | SWEETM | 2013-02-07 | M | E_PUMP
10003640 | MOTOR, PUMP 1, WEST | E-S-C06-F-WLL-DRYWL | 6-3001-M | [7 empty] | WELL STREET PUMP STATION | IE000000000010003640 | WELL ST PS DRY WELL | 14218 |  |  |  | 0000000000 |  |  |  | EN |  | 18 Well St | ASEQ |  | X |  | 00:00:00 | [7 empty] | WESTINGHOUSE | 9 | S# 65F23542 SER # 1S-66 |  | 2006 | F06 | 2006 | MOTOR | 1861010 | FM06_100 | F06 | 10003639 |  | ACTV | 2013-03-15 | DZIWULS2 | 2012-02-22 | ZYNDAK | 2013-03-15 | M | E_MOTOR
10003642 | PUMP, STORM 2 (CENTER) (15 MGD) | E-S-C06-F-WLL-DRYWL | 6-3002 | [7 empty] | WELL STREET PUMP STATION | IE000000000010003642 | WELL ST PS DRY WELL | 14218 |  |  |  | 0000000000 |  |  |  | EN |  | 18 Well St | INST |  | X |  | 00:00:00 | [7 empty] | WORTHINGTON | 20MCV1 | 1605996 |  | 2006 | F06 | 2006 | PUMP | 1861010 | FM06_100 | F06 |  |  | ACTV | 2011-01-01 | DZIWULS2 | 2012-02-22 | SWEETM | 2013-02-07 | M | E_PUMP
10003643 | MOTOR, PUMP 2, CENTER | E-S-C06-F-WLL-DRYWL | 6-3002-M | [7 empty] | WELL STREET PUMP STATION | IE000000000010003643 | WELL ST PS DRY WELL | 14218 |  |  |  | 0000000000 |  |  |  | EN |  | 18 Well St | ASEQ |  | X |  | 00:00:00 | [7 empty] | WESTINGHOUSE | 65F23543 | 2S-66 |  | 2006 | F06 | 2006 | MOTOR | 1861010 | FM06_100 | F06 | 10003642 |  | ACTV | 2013-03-15 | DZIWULS2 | 2012-02-22 | ZYNDAK | 2013-03-15 | M | E_MOTOR
10003645 | PUMP, STORM 3 (EAST) (15 MGD) | E-S-C06-F-WLL-DRYWL | 6-3003 | [7 empty] | WELL STREET PUMP STATION | IE000000000010003645 | WELL ST PS DRY WELL | 14218 |  |  |  | 0000000000 |  |  |  | EN |  | 18 Well St | INST |  | X |  | 00:00:00 | [7 empty] | WORTHINGTON |  | 1605997 |  | 2006 | F06 | 2006 | PUMP | 1861010 | FM06_100 | F06 |  |  | ACTV | 2011-01-01 | DZIWULS2 | 2012-02-22 | SWEETM | 2013-02-07 | M | E_PUMP
10003646 | MOTOR, PUMP 3, EAST | E-S-C06-F-WLL-DRYWL | 6-3003-M | [7 empty] | WELL STREET PUMP STATION | IE000000000010003646 | WELL ST PS DRY WELL | 14218 |  |  |  | 0000000000 |  |  |  | EN |  | 18 Well St | ASEQ |  | X |  | 00:00:00 | [7 empty] | WESTINGHOUSE | 65F23543 | 1S-66 |  | 2006 | F06 | 2006 | MOTOR | 1861010 | FM06_100 | F06 | 10003645 |  | ACTV | 2013-03-15 | DZIWULS2 | 2012-02-22 | ZYNDAK | 2013-03-15 | M | E_MOTOR
10003648 | DRY WELL SUMP PUMP | E-S-C06-F-WLL-DRYWL | 6-3004 | [7 empty] | WELL STREET PUMP STATION | IE000000000010003648 | WELL ST PS DRY WELL | 14218 |  |  |  | 0000000000 |  |  |  | EN |  | 18 Well St | INST |  | X |  | 00:00:00 | [7 empty] | US ELECTRICAL MOTORS | D124699 | 3876368 |  | 2006 | F06 | 2006 | PUMP | 1861010 | FM06_100 | F06 |  |  | ACTV | 2011-01-01 | DZIWULS2 | 2012-02-22 | SWEETM | 2013-02-07 | M | E_PUMP
10003650 | CONTROLLER, PUMP | E-S-C06-F-WLL-ELINS | 6-3007 | [7 empty] | WELL STREET PUMP STATION | IE000000000010003650 | WELL ST PS ELECTRICAL & INSTRUMENTATION | 14218 |  |  |  | 0000000000 |  |  |  | EN |  | 18 Well St | INST |  | X |  | 00:00:00 | [7 empty] | MILLTRONICS | HYDRORANGER 1 |  |  | 2006 | F06 | 2006 | CONTROL | 1861010 | FM06_100 | F06 |  |  | ACTV | 2011-01-01 | DZIWULS2 | 2012-02-22 | SWEETM | 2013-02-07 | M | E_CONTROL
10003574 | PUMP, HEAT CIRCULATING | E-S-C06-F-WLM-DRYWL | 6-2015A | [7 empty] | WILMUTH PUMP STATION | IE000000000010003574 | WILMUTH PS DRY WELL | 14218 |  |  |  | 0000000000 |  |  |  | EN |  | Wilmuth at Well Street | INST |  | X |  | 00:00:00 | [7 empty] | ARMSTRONG | ARMSTRONG S-35BF, 1/ | 8706 |  | 2006 | F06 | 2006 | PUMP | 1861010 | FM06_100 | F06 |  |  | ACTV | 2011-01-01 | DZIWULS2 | 2012-02-22 | SWEETM | 2013-02-07 | M | E_PUMP
10003577 | MOTOR, PUMP 1, WEST | E-S-C06-F-WLM-DRYWL | 6-2017-M | [7 empty] | WILMUTH PUMP STATION | IE000000000010003577 | WILMUTH PS DRY WELL | 14218 |  |  |  | 0000000000 |  |  |  | EN |  | Wilmuth at Well Street | ASEQ |  | X |  | 00:00:00 | [7 empty] | RELIANCE | RELIANCE ELECTRIC DU | 01MAN83834 G 001 GC |  | 2006 | F06 | 2006 | MOTOR | 1861010 | FM06_100 | F06 | 10003578 |  | ACTV | 2013-03-15 | DZIWULS2 | 2012-02-22 | KAMINSKK | 2020-09-17 | M | E_MOTOR
10003578 | PUMP 1 (WEST) | E-S-C06-F-WLM-DRYWL | 6-2017-P | [7 empty] | WILMUTH PUMP STATION | IE000000000010003578 | WILMUTH PS DRY WELL | 14218 |  |  |  | 0000000000 |  |  |  | EN |  | Wilmuth at Well Street | INST |  | X |  | 00:00:00 | [7 empty] | WORTHINGTON | WORTHINGTON 16MCZ1 | 1612431 |  | 2006 | F06 | 2006 | PUMP | 1861010 | FM06_100 | F06 |  |  | ACTV | 2011-01-01 | DZIWULS2 | 2012-02-22 | KAMINSKK | 2020-09-14 | M | E_PUMP
10003580 | MOTOR, PUMP 2, MIDDLE | E-S-C06-F-WLM-DRYWL | 6-2018-M | [7 empty] | WILMUTH PUMP STATION | IE000000000010003580 | WILMUTH PS DRY WELL | 14218 |  |  |  | 0000000000 |  |  |  | EN |  | Wilmuth at Well Street | ASEQ |  | X |  | 00:00:00 | [7 empty] | EMERSON-US MOTOR | FRAME 404VPE | K10 30119175-100R-01 |  | 2006 | F06 | 2006 | MOTOR | 1861010 | FM06_100 | F06 | 10003581 |  | ACTV | 2013-03-15 | DZIWULS2 | 2012-02-22 | KAMINSKK | 2020-09-17 | M | E_MOTOR
10003581 | PUMP 2 (MIDDLE) | E-S-C06-F-WLM-DRYWL | 6-2018-P | [7 empty] | WILMUTH PUMP STATION | IE000000000010003581 | WILMUTH PS DRY WELL | 14218 |  |  |  | 0000000000 |  |  |  | EN |  | Wilmuth at Well Street | INST |  | X |  | 00:00:00 | [7 empty] | WORTHINGTON | 12MCZ1 | 1612430 |  | 2006 | F06 | 2006 | PUMP | 1861010 | FM06_100 | F06 |  |  | ACTV | 2011-01-01 | DZIWULS2 | 2012-02-22 | KAMINSKK | 2020-09-14 | M | E_PUMP
10003583 | MOTOR, PUMP 3, EAST | E-S-C06-F-WLM-DRYWL | 6-2019-M | [7 empty] | WILMUTH PUMP STATION | IE000000000010003583 | WILMUTH PS DRY WELL | 14218 |  |  |  | 0000000000 |  |  |  | EN |  | Wilmuth at Well Street | ASEQ |  | X |  | 00:00:00 | [7 empty] | RELIANCE | RELIANCE ELECTRIC DU | 01MAN83823 G 001 GC |  | 2006 | F06 | 2006 | MOTOR | 1861010 | FM06_100 | F06 | 10003584 |  | ACTV | 2013-03-15 | DZIWULS2 | 2012-02-22 | KAMINSKK | 2020-09-17 | M | E_MOTOR
10003584 | PUMP 3 (EAST) | E-S-C06-F-WLM-DRYWL | 6-2019-P | [7 empty] | WILMUTH PUMP STATION | IE000000000010003584 | WILMUTH PS DRY WELL | 14218 |  |  |  | 0000000000 |  |  |  | EN |  | Wilmuth at Well Street | INST |  | X |  | 00:00:00 | [7 empty] | FLOWSERVE | 12MCZ1 | 0312MT000275-1 |  | 2006 | F06 | 2006 | PUMP | 1861010 | FM06_100 | F06 |  |  | ACTV | 2011-01-01 | DZIWULS2 | 2012-02-22 | KAMINSKK | 2020-09-14 | M | E_PUMP
10003585 | PUMP, SUMP(DRY WELL AND METERING WELL) | E-S-C06-F-WLM-DRYWL | 6-2020 | [7 empty] | WILMUTH PUMP STATION | IE000000000010003585 | WILMUTH PS DRY WELL | 14218 |  |  |  | 0000000000 |  |  |  | EN |  | Wilmuth at Well Street | INST |  | X |  | 00:00:00 | [11 empty] | 2006 | F06 | 2006 | PUMP | 1861010 | FM06_100 | F06 |  |  | ACTV | 2011-01-01 | DZIWULS2 | 2012-02-22 | SWEETM | 2013-02-07 | M | E_PUMP
10003586 | PUMP, SUMP(DRYWELL) | E-S-C06-F-WLM-DRYWL | 6-2020-A | [7 empty] | WILMUTH PUMP STATION | IE000000000010003586 | WILMUTH PS DRY WELL | 14218 |  |  |  | 0000000000 |  |  |  | EN |  | Wilmuth at Well Street | INST |  | X |  | 00:00:00 | [7 empty] | AURORA/HYDRO | SW25/33 |  |  | 2006 | F06 | 2006 | PUMP | 1861010 | FM06_100 | F06 |  |  | ACTV | 2011-01-01 | DZIWULS2 | 2012-02-22 | SWEETM | 2013-02-07 | M | E_PUMP
10080895 | VALVE, ISOLATION, PUMP #3 TO FORCEMAIN | E-S-C06-F-WLM-DRYWL | [8 empty] | WILMUTH PUMP STATION | IE000000000010080895 | WILMUTH PS DRY WELL | 14218 |  |  |  | 0000000000 |  |  |  | EN |  | Wilmuth at Well Street | INST |  | X |  | 00:00:00 | [11 empty] | 2006 | F06 | 2006 | VALVE | 1861010 | FM06_100 | F06 |  |  | ACTV | 2011-01-01 | KAMINSKK | 2020-09-15 | KAMINSKK | 2020-09-15 | M | E_VALVE
10003588 | PANEL, PUMP, CONTROL | E-S-C06-F-WLM-ELINS | 6-2023 | [7 empty] | WILMUTH PUMP STATION | IE000000000010003588 | WILMUTH PS ELECTRICAL & INSTRUMENTATION | 14218 |  |  |  | 0000000000 |  |  |  | EN |  | Wilmuth at Well Street | INST |  | X |  | 00:00:00 | [11 empty] | 2006 | F06 | 2006 | CONTROL | 1861010 | FM06_100 | F06 |  |  | ACTV | 2011-01-01 | DZIWULS2 | 2012-02-22 | SWEETM | 2013-02-07 | M | E_CONTROL
10003593 | STARTER, PUMP | E-S-C06-F-WLM-ELINS | 6-2023-3 | [7 empty] | WILMUTH PUMP STATION | IE000000000010003593 | WILMUTH PS ELECTRICAL & INSTRUMENTATION | 14218 |  |  |  | 0000000000 |  |  |  | EN |  | Wilmuth at Well Street | INST |  | X |  | 00:00:00 | [7 empty] | SQUARE D | ALTISTART 46/ATS46D8 |  |  | 2006 | F06 | 2006 | CONTROL | 1861010 | FM06_100 | F06 |  |  | ACTV | 2011-01-01 | DZIWULS2 | 2012-02-22 | SWEETM | 2013-02-07 | M | E_CONTROL
10003595 | CONTROLLER, PUMP | E-S-C06-F-WLM-ELINS | 6-2024-2 | [7 empty] | WILMUTH PUMP STATION | IE000000000010003595 | WILMUTH PS ELECTRICAL & INSTRUMENTATION | 14218 |  |  |  | 0000000000 |  |  |  | EN |  | Wilmuth at Well Street | INST |  | X |  | 00:00:00 | [7 empty] | MILLTRONICS | HYDRORANGER PL-514 | 051000212TJ |  | 2006 | F06 | 2006 | CONTROL | 1861010 | FM06_100 | F06 |  |  | ACTV | 2011-01-01 | DZIWULS2 | 2012-02-22 | SWEETM | 2013-02-07 | M | E_CONTROL
10003615 | LIGHTING, DRY WELL, PUMP LEVEL | E-S-C06-F-WLM-ELINS | 6-2031-B1 | [7 empty] | WILMUTH PUMP STATION | IE000000000010003615 | WILMUTH PS ELECTRICAL & INSTRUMENTATION | 14218 |  |  |  | 0000000000 |  |  |  | EN |  | Wilmuth at Well Street | INST |  | X |  | 00:00:00 | [7 empty] | HOLOPHANE | BA-15DPH-12-P-G-PHCB |  |  | 2006 | F06 | 2006 | ELECTRIC | 1861010 | FM06_100 | F06 |  |  | ACTV | 2011-01-01 | DZIWULS2 | 2012-02-22 | SWEETM | 2013-02-07 | M | E_ELECTRIC
10005863 | PANEL, CONTROL, PUMP PLC | E-S-C06-F-WLM-ELINS | SAP001533 | [7 empty] | WILMUTH PUMP STATION | IE000000000010005863 | WILMUTH PS ELECTRICAL & INSTRUMENTATION | 14218 |  |  |  | 0000000000 |  |  |  | EN |  | Wilmuth at Well Street | INST |  | X |  | 00:00:00 | [7 empty] | BCS SYSTEMS INTEGRATION | SEE NOTES |  |  | 2006 | F06 | 2006 | CONTROL | 1861010 | FM06_100 | F06 |  |  | ACTV | 2011-01-01 | DZIWULS2 | 2012-02-22 | SWEETM | 2013-02-07 | M | E_CONTROL
10003217 | PUMP, ADMIN BUILDING PLANT WATER | E-S-C06-R | 6-1111 | [8 empty] | IE000000000010003217 | REFURBISHMENT & SPARES |  |  |  |  | 0000000000 |  |  |  | EN |  |  | INST |  | X |  | 00:00:00 | [7 empty] | GOULD | AY-3796 | 724C546 |  | 2006 |  | 2006 | PUMP | 1861010 |  |  |  |  | ACTV | 2021-04-13 | DZIWULS2 | 2012-02-22 | PINTOM | 2021-04-13 | M | E_PUMP
10003933 | PUMP 2, SUBMERSIBLE | E-S-C06-R | 6-8502 | [8 empty] | IE000000000010003933 | REFURBISHMENT & SPARES |  |  |  |  | 0000000000 |  |  |  | EN |  |  | INST |  | X |  | 00:00:00 | [7 empty] | MYERS | WG20 |  |  | 2006 |  | 2006 | GENL | 1861010 |  |  |  |  | ACTV | 2012-10-11 | DZIWULS2 | 2012-02-22 | SIMSC | 2012-10-11 | M | E_PUMP
10062440 | PUMP, 2" HONDA, TRASH | E-S-C06-V-FLT-MISCP | 28168 | [8 empty] | IE000000000010062440 | misc. portable equipment |  |  |  |  | 0000000000 |  |  |  | EN |  |  | INST |  | X |  | 00:00:00 |  |  | USD |  |  |  |  | HONDA | WT20X | WAAJ-1020727 |  | 2006 | F06 | 2006 | PORTPUMP | 1861010 | CM06_200 | V06 |  |  | ACTV | 2019-12-06 | DZIWULS2 | 2012-02-22 | PINTOM | 2019-12-06 | V | E_PORTPUMP
10003516 | PUMP, DIAPHRAM, 3", C.H.&E | E-S-C06-V-FLT-PPMP | 6-1813/508425 | [8 empty] | IE000000000010003516 | Portable pumps |  |  |  |  | 0000000000 |  |  |  | EN |  |  | INST |  | X |  | 00:00:00 | [7 empty] | WILDEN |  |  |  | 2006 | F06 | 2006 | GENL | 1861010 | CM06_200 | V06 |  |  | ACTV | 2015-01-06 | DZIWULS2 | 2012-02-22 | KAMINSKK | 2015-01-06 | M | E_PUMP
10062414 | PUMP, 2" CH&E, TRASH, #2-1 | E-S-C06-V-FLT-PPMP | 6-LA-2-1 | [8 empty] | IE000000000010062414 | Portable pumps |  |  |  |  | 0000000000 |  |  |  | EN |  |  | INST |  | X |  | 00:00:00 |  |  | USD |  | 508429 |  |  |  | 1502S | 1502P421 |  | 2006 | F06 | 2006 | PORTPUMP | 1861010 | CM06_200 | V06 |  |  | ACTV | 2013-11-13 | DZIWULS2 | 2012-02-22 | CURRENTJ | 2013-11-13 | V | E_PORTPUMP
10062415 | PUMP, 2" HONDA, WD20XK2A, #2-2 | E-S-C06-V-FLT-PPMP | 6-LA-2-2 | [8 empty] | IE000000000010062415 | Portable pumps |  |  |  |  | 0000000000 |  |  |  | EN |  |  | INST |  | X |  | 00:00:00 |  |  | USD | [5 empty] | HONDA WD20XK2A | ENGINE-GCAAT-1616455 |  | 2006 | F06 | 2006 | PORTPUMP | 1861010 | CM06_200 | V06 |  |  | ACTV | 2013-11-13 | DZIWULS2 | 2012-02-22 | CURRENTJ | 2013-11-13 | V | E_PORTPUMP
10062416 | PUMP, 3" CH&E, DIAPHRAGM, #3-1 | E-S-C06-V-FLT-PPMP | 6-LA-3-1 | [8 empty] | IE000000000010062416 | Portable pumps |  |  |  |  | 0000000000 |  |  |  | EN |  |  | INST |  | X |  | 00:00:00 |  |  | USD |  | 508425 |  |  |  | 5303W | 5303P8622 |  | 2006 | F06 | 2006 | PORTPUMP | 1861010 | CM06_200 | V06 |  |  | ACTV | 2013-11-13 | DZIWULS2 | 2012-02-22 | CURRENTJ | 2013-11-13 | V | E_PORTPUMP
10062417 | PUMP, 4" CH&E, TRASH, #4-2 | E-S-C06-V-FLT-PPMP | 6-LA-4-2 | [8 empty] | IE000000000010062417 | Portable pumps |  |  |  |  | 0000000000 |  |  |  | EN |  |  | INST |  | X |  | 00:00:00 |  |  | USD |  | 508427 |  |  |  | 2826W | 2826P57 |  | 2006 | F06 | 2006 | PORTPUMP | 1861010 | CM06_200 | V06 |  |  | ACTV | 2013-11-13 | DZIWULS2 | 2012-02-22 | CURRENTJ | 2013-11-13 | V | E_PORTPUMP
10062418 | PUMP, 6" CH&E, TRASH, #6-1 | E-S-C06-V-FLT-PPMP | 6-LA-6-1 | [8 empty] | IE000000000010062418 | Portable pumps |  |  |  |  | 0000000000 |  |  |  | EN |  |  | INST |  | X |  | 00:00:00 |  |  | USD |  | 508431 |  |  | M9662 | 2936W | 2936P91 |  | 2006 | F06 | 2006 | PORTPUMP | 1861010 | CM06_200 | V06 |  |  | ACTV | 2013-11-13 | DZIWULS2 | 2012-02-22 | CURRENTJ | 2013-11-13 | V | E_PORTPUMP
10073642 | PUMP,4" GODWIN, CRITICALLY SILENCED | E-S-C06-V-FLT-PPMP | [9 empty] | IE000000000010073642 | Portable pumps |  |  |  |  | 0000000000 |  |  |  | EN |  |  | INST |  | X |  | 00:00:00 |  |  | USD |  | 293894 | 41043238 | 0 | GODWIN | CD103M | 18646186-1 |  | 2006 | F06 | 2006 | PUMP | 1861010 | CM06_200 | V06 |  |  | ACTV | 2018-04-30 | PINTOM | 2018-04-30 | CANESTRS | 2018-12-04 | V | E_PUMP
10003263 | HEAT PUMP, CEILING, CONFERENCE RM | E-S-C06-X | 6-1122-7 | [8 empty] | IE000000000010003263 | Inactive/Scrap/Retired |  |  |  |  | 0000000000 |  |  |  | EN |  |  | INST |  | X |  | 00:00:00 | [7 empty] | CARRIER | 50RHR030SCC41130 | 4305V21106 |  | 2006 |  | 2006 | HVAC | 1861010 |  |  |  |  | ACTV | 2015-08-18 | DZIWULS2 | 2012-02-22 | CURRENTJ | 2015-08-18 | M | E_HVAC
10003326 | PUMP, CHEMICAL, POLYMER METERING | E-S-C06-X | 6-1211-1 | [8 empty] | IE000000000010003326 | Inactive/Scrap/Retired |  |  |  |  | 0000000000 |  |  |  | EN |  |  | INST |  | X |  | 00:00:00 | [7 empty] | SPX | 1721-22-9810 | S.O. 82188-N-0102 |  | 2006 |  | 2006 | PUMP | 1861010 |  |  |  |  | ACTV | 2019-09-23 | DZIWULS2 | 2012-02-22 | PINTOM | 2019-09-23 | M | E_PUMP
10003354 | PUMP, RECIRCULATION, STEP II | E-S-C06-X | 6-1230 | [8 empty] | IE000000000010003354 | Inactive/Scrap/Retired |  |  |  |  | 0000000000 |  |  |  | EN |  |  | INAC INST |  | X |  | 00:00:00 | [7 empty] | FAIRBANKS | B5443 | K4G1-078165A |  | 2006 |  | 2006 | PUMP | 1861010 |  |  |  |  | ACTV | 2019-01-15 | DZIWULS2 | 2012-02-22 | PINTOM | 2019-01-15 | M | E_PUMP
10003432 | PUMP, SAMPLE RETURN | E-S-C06-X | 6-1329 | [8 empty] | IE000000000010003432 | Inactive/Scrap/Retired |  |  |  |  | 0000000000 |  |  |  | EN |  |  | INST |  | X |  | 00:00:00 | [11 empty] | 2006 |  | 2006 | PUMP | 1861010 |  |  |  |  | ACTV | 2013-02-27 | DZIWULS2 | 2012-02-22 | CURRENTJ | 2014-05-01 | M
10003519 | WILMUTH PUMP STATION - GENERAL | E-S-C06-X | 6-2000 | [8 empty] | IE000000000010003519 | Inactive/Scrap/Retired |  |  |  |  | 0000000000 |  |  |  | EN |  |  | DLFL INAC INST |  | X |  | 00:00:00 | [9 empty] | SBL #141.59-2-1 |  | 2006 |  | 2006 |  | 1861010 |  |  |  |  | ACTV | 2013-03-15 | DZIWULS2 | 2012-02-22 | ZYNDAK | 2013-03-15 | M
10003531 | PUMP ISOLATION VALVES | E-S-C06-X | 6-2004 | [8 empty] | IE000000000010003531 | Inactive/Scrap/Retired |  |  |  |  | 0000000000 |  |  |  | EN |  |  | DLFL INAC INST |  | X |  | 00:00:00 | [7 empty] | DARLING |  |  |  | 2006 |  | 2006 |  | 1861010 |  |  |  |  | ACTV | 2013-03-15 | DZIWULS2 | 2012-02-22 | ZYNDAK | 2013-03-15 | M
10003576 | PUMP, 1, WEST | E-S-C06-X | 6-2017 | [8 empty] | IE000000000010003576 | Inactive/Scrap/Retired |  |  |  |  | 0000000000 |  |  |  | EN |  |  | INST |  | X |  | 00:00:00 | [7 empty] | FLOWSERVE | 16MCZ1 | 1612431 |  | 2006 |  | 2006 | GENL | 1861010 |  |  |  |  | ACTV | 2015-05-26 | DZIWULS2 | 2012-02-22 | KAMINSKK | 2015-05-26 | M | E_PUMP
10003579 | PUMP, 2, MIDDLE | E-S-C06-X | 6-2018 | [8 empty] | IE000000000010003579 | Inactive/Scrap/Retired |  |  |  |  | 0000000000 |  |  |  | EN |  |  | INST |  | X |  | 00:00:00 | [7 empty] | FLOWSERVE | 12 MCZ1 | 1612430 |  | 2006 |  | 2006 | GENL | 1861010 |  |  |  |  | ACTV | 2015-05-26 | DZIWULS2 | 2012-02-22 | KAMINSKK | 2015-05-26 | M | E_PUMP
10003582 | PUMP, 3, EAST | E-S-C06-X | 6-2019 | [8 empty] | IE000000000010003582 | Inactive/Scrap/Retired |  |  |  |  | 0000000000 |  |  |  | EN |  |  | INST |  | X |  | 00:00:00 | [7 empty] | FLOWSERVE | 12MCZ1 | 1612429 |  | 2006 |  | 2006 | GENL | 1861010 |  |  |  |  | ACTV | 2015-05-26 | DZIWULS2 | 2012-02-22 | KAMINSKK | 2015-05-26 | M | E_PUMP
10003637 | WELL STREET PUMP STATION - GENERAL | E-S-C06-X | 6-3000 | [8 empty] | IE000000000010003637 | Inactive/Scrap/Retired |  |  |  |  | 0000000000 |  |  |  | EN |  |  | DLFL INAC INST |  | X |  | 00:00:00 | [9 empty] | SBL #141.59-2-1 |  | 2006 |  | 2006 |  | 1861010 |  |  |  |  | ACTV | 2013-03-15 | DZIWULS2 | 2012-02-22 | ZYNDAK | 2013-03-15 | M
10003641 | PUMP 1 (WEST) | E-S-C06-X | 6-3001-P | [8 empty] | IE000000000010003641 | Inactive/Scrap/Retired |  |  |  |  | 0000000000 |  |  |  | EN |  |  | DLFL INAC INST |  | X |  | 00:00:00 | [11 empty] | 2006 |  | 2006 |  | 1861010 |  |  |  |  | ACTV | 2013-03-15 | DZIWULS2 | 2012-02-22 | ZYNDAK | 2013-03-15 | M
10003644 | PUMP 2 (CENTER) | E-S-C06-X | 6-3002-P | [8 empty] | IE000000000010003644 | Inactive/Scrap/Retired |  |  |  |  | 0000000000 |  |  |  | EN |  |  | DLFL INAC INST |  | X |  | 00:00:00 | [7 empty] | WORTHINGTON | 20MCV1 | 1605996 |  | 2006 |  | 2006 |  | 1861010 |  |  |  |  | ACTV | 2013-03-15 | DZIWULS2 | 2012-02-22 | ZYNDAK | 2013-03-15 | M
10003647 | PUMP 3 (EAST) | E-S-C06-X | 6-3003-P | [8 empty] | IE000000000010003647 | Inactive/Scrap/Retired |  |  |  |  | 0000000000 |  |  |  | EN |  |  | DLFL INAC INST |  | X |  | 00:00:00 | [11 empty] | 2006 |  | 2006 |  | 1861010 |  |  |  |  | ACTV | 2013-03-15 | DZIWULS2 | 2012-02-22 | ZYNDAK | 2013-03-15 | M
10003657 | PUMP ISOLATION VALVES | E-S-C06-X | 6-3015 | [8 empty] | IE000000000010003657 | Inactive/Scrap/Retired |  |  |  |  | 0000000000 |  |  |  | EN |  |  | INST |  | X |  | 00:00:00 | [11 empty] | 2006 |  | 2006 | VALVE | 1861010 |  |  |  |  | ACTV | 2013-03-15 | DZIWULS2 | 2012-02-22 | ZYNDAK | 2013-03-15 | M
10003664 | PUMP CHECK VALVES | E-S-C06-X | 6-3016 | [8 empty] | IE000000000010003664 | Inactive/Scrap/Retired |  |  |  |  | 0000000000 |  |  |  | EN |  |  | DLFL INAC INST |  | X |  | 00:00:00 | [11 empty] | 2006 |  | 2006 |  | 1861010 |  |  |  |  | ACTV | 2013-03-15 | DZIWULS2 | 2012-02-22 | ZYNDAK | 2013-03-15 | M
10003677 | BETHLEHEM PARK PUMP STATION - GENERAL | E-S-C06-X | 6-4000 | [8 empty] | IE000000000010003677 | Inactive/Scrap/Retired |  |  |  |  | 0000000000 |  |  |  | EN |  |  | DLFL INAC INST |  | X |  | 00:00:00 | [9 empty] | SBL #141.84-1-3.1 |  | 2006 |  | 2006 |  | 1861010 |  |  |  |  | ACTV | 2013-03-15 | DZIWULS2 | 2012-02-22 | ZYNDAK | 2013-03-15 | M
10003679 | PUMP, STORM 1, BETH PARK, 5 MGD | E-S-C06-X | 6-4001 | [8 empty] | IE000000000010003679 | Inactive/Scrap/Retired |  |  |  |  | 0000000000 |  |  |  | EN |  |  | DLFL INAC INST |  | X |  | 00:00:00 | [11 empty] | 2006 |  | 2006 |  | 1861010 |  |  |  |  | ACTV | 2013-03-15 | DZIWULS2 | 2012-02-22 | ZYNDAK | 2013-03-15 | M
10003682 | PUMP, STORM 2, BETH PARK, 10 MGD | E-S-C06-X | 6-4002 | [8 empty] | IE000000000010003682 | Inactive/Scrap/Retired |  |  |  |  | 0000000000 |  |  |  | EN |  |  | DLFL INAC INST |  | X |  | 00:00:00 | [11 empty] | 2006 |  | 2006 |  | 1861010 |  |  |  |  | ACTV | 2013-03-15 | DZIWULS2 | 2012-02-22 | ZYNDAK | 2013-03-15 | M
10003705 | PUMP ISOLATION VALVES | E-S-C06-X | 6-4017 | [8 empty] | IE000000000010003705 | Inactive/Scrap/Retired |  |  |  |  | 0000000000 |  |  |  | EN |  |  | DLFL INAC INST |  | X |  | 00:00:00 | [8 empty] | KENNEDY |  |  | 2006 |  | 2006 |  | 1861010 |  |  |  |  | ACTV | 2013-03-15 | DZIWULS2 | 2012-02-22 | ZYNDAK | 2013-03-15 | M
10003710 | PUMP CHECK VALVES | E-S-C06-X | 6-4018 | [8 empty] | IE000000000010003710 | Inactive/Scrap/Retired |  |  |  |  | 0000000000 |  |  |  | EN |  |  | DLFL INAC INST |  | X |  | 00:00:00 | [8 empty] | KENNEDY 18/16-150W |  |  | 2006 |  | 2006 |  | 1861010 |  |  |  |  | ACTV | 2013-03-15 | DZIWULS2 | 2012-02-22 | ZYNDAK | 2013-03-15 | M
10003715 | SEAL ST PUMP STATION - GENERAL | E-S-C06-X | 6-5000 | [8 empty] | IE000000000010003715 | Inactive/Scrap/Retired |  |  |  |  | 0000000000 |  |  |  | EN |  |  | DLFL INAC INST |  | X |  | 00:00:00 | [9 empty] | SBL #142.69-4-12.1 |  | 2006 |  | 2006 |  | 1861010 |  |  |  |  | ACTV | 2013-03-15 | DZIWULS2 | 2012-02-22 | ZYNDAK | 2013-03-15 | M
10003717 | SANITARY PUMP 1 | E-S-C06-X | 6-5001 | [8 empty] | IE000000000010003717 | Inactive/Scrap/Retired |  |  |  |  | 0000000000 |  |  |  | EN |  |  | DLFL INAC INST |  | X |  | 00:00:00 | [7 empty] | GOULD | ECD | M29699 |  | 2006 |  | 2006 |  | 1861010 |  |  |  |  | ACTV | 2013-03-15 | DZIWULS2 | 2012-02-22 | ZYNDAK | 2013-03-15 | M
10003720 | SANITARY PUMP 2 | E-S-C06-X | 6-5002 | [8 empty] | IE000000000010003720 | Inactive/Scrap/Retired |  |  |  |  | 0000000000 |  |  |  | EN |  |  | DLFL INAC INST |  | X |  | 00:00:00 | [7 empty] | GOULD | ECD 16X18-26 (NP) | M29698 |  | 2006 |  | 2006 | PUMP | 1861010 |  |  |  |  | ACTV | 2013-03-15 | DZIWULS2 | 2012-02-22 | ZYNDAK | 2013-03-15 | M
10003723 | SANITARY PUMP 3 | E-S-C06-X | 6-5003 | [8 empty] | IE000000000010003723 | Inactive/Scrap/Retired |  |  |  |  | 0000000000 |  |  |  | EN |  |  | DLFL INAC INST |  | X |  | 00:00:00 | [11 empty] | 2006 |  | 2006 |  | 1861010 |  |  |  |  | ACTV | 2013-03-15 | DZIWULS2 | 2012-02-22 | ZYNDAK | 2013-03-15 | M
10003758 | PUMP ISOLATION VALVES | E-S-C06-X | 6-5022 | [8 empty] | IE000000000010003758 | Inactive/Scrap/Retired |  |  |  |  | 0000000000 |  |  |  | EN |  |  | INST |  | X |  | 00:00:00 | [7 empty] | KENNEDY |  |  |  | 2006 |  | 2006 | VALVE | 1861010 |  |  |  |  | ACTV | 2013-03-15 | DZIWULS2 | 2012-02-22 | ZYNDAK | 2013-03-15 | M
10003765 | PUMP CHECK VALVES | E-S-C06-X | 6-5023 | [8 empty] | IE000000000010003765 | Inactive/Scrap/Retired |  |  |  |  | 0000000000 |  |  |  | EN |  |  | DLFL INAC INST |  | X |  | 00:00:00 | [11 empty] | 2006 |  | 2006 |  | 1861010 |  |  |  |  | ACTV | 2013-03-15 | DZIWULS2 | 2012-02-22 | ZYNDAK | 2013-03-15 | M
10003780 | DORRANCE AVE. PUMP STATION - GENERAL | E-S-C06-X | 6-6000 | [8 empty] | IE000000000010003780 | Inactive/Scrap/Retired |  |  |  |  | 0000000000 |  |  |  | EN |  |  | DLFL INAC INST |  | X |  | 00:00:00 | [9 empty] | SBL #142.23-1-4 |  | 2006 |  | 2006 |  | 1861010 |  |  |  |  | ACTV | 2013-03-15 | DZIWULS2 | 2012-02-22 | ZYNDAK | 2013-03-15 | M
10003785 | PUMP 1 (SOUTH) | E-S-C06-X | 6-6001-P | [8 empty] | IE000000000010003785 | Inactive/Scrap/Retired |  |  |  |  | 0000000000 |  |  |  | EN |  |  | DLFL INAC INST |  | X |  | 00:00:00 | [7 empty] | WORTHINGTON | 8 FLVS - 18 | 78-TP-90292-1 |  | 2006 |  | 2006 |  | 1861010 |  |  |  |  | ACTV | 2013-03-15 | DZIWULS2 | 2012-02-22 | ZYNDAK | 2013-03-15 | M
10003789 | PUMP 2 (CENTER) | E-S-C06-X | 6-6002-P | [8 empty] | IE000000000010003789 | Inactive/Scrap/Retired |  |  |  |  | 0000000000 |  |  |  | EN |  |  | DLFL INAC INST |  | X |  | 00:00:00 | [7 empty] | WORTHINGTON | 8 FLVS - 18 | 78-TP-90292-2 |  | 2006 |  | 2006 |  | 1861010 |  |  |  |  | ACTV | 2013-03-15 | DZIWULS2 | 2012-02-22 | ZYNDAK | 2013-03-15 | M
10003793 | PUMP 3 (NORTH) | E-S-C06-X | 6-6003-P | [8 empty] | IE000000000010003793 | Inactive/Scrap/Retired |  |  |  |  | 0000000000 |  |  |  | EN |  |  | DLFL INAC INST |  | X |  | 00:00:00 | [7 empty] | WORTHINGTON | 8 FLVS - 18 | 78-TP-90292-3 |  | 2006 |  | 2006 |  | 1861010 |  |  |  |  | ACTV | 2013-03-15 | DZIWULS2 | 2012-02-22 | ZYNDAK | 2013-03-15 | M
10003840 | SANITARY PUMP ISOLATION VALVES | E-S-C06-X | 6-6031 | [8 empty] | IE000000000010003840 | Inactive/Scrap/Retired |  |  |  |  | 0000000000 |  |  |  | EN |  |  | DLFL INAC INST |  | X |  | 00:00:00 | [7 empty] | KENNEDY/TCIW | 310-410-EC |  |  | 2006 |  | 2006 |  | 1861010 |  |  |  |  | ACTV | 2013-03-15 | DZIWULS2 | 2012-02-22 | ZYNDAK | 2013-03-15 | M
10003848 | STORM PUMP ISOLATION VALVES | E-S-C06-X | 6-6032 | [8 empty] | IE000000000010003848 | Inactive/Scrap/Retired |  |  |  |  | 0000000000 |  |  |  | EN |  |  | DLFL INAC INST |  | X |  | 00:00:00 | [7 empty] | PRATT |  |  |  | 2006 |  | 2006 |  | 1861010 |  |  |  |  | ACTV | 2013-03-15 | DZIWULS2 | 2012-02-22 | ZYNDAK | 2013-03-15 | M
10003855 | PUMP CHECK VALVES | E-S-C06-X | 6-6033 | [8 empty] | IE000000000010003855 | Inactive/Scrap/Retired |  |  |  |  | 0000000000 |  |  |  | EN |  |  | DLFL INAC INST |  | X |  | 00:00:00 | [7 empty] | KENNEDY | 10-125 WSP |  |  | 2006 |  | 2006 |  | 1861010 |  |  |  |  | ACTV | 2013-03-15 | DZIWULS2 | 2012-02-22 | ZYNDAK | 2013-03-15 | M
10003871 | RIDGEWOOD VILLAGE PUMP STATION (GENERAL) | E-S-C06-X | 6-7000 | [8 empty] | IE000000000010003871 | Inactive/Scrap/Retired |  |  |  |  | 0000000000 |  |  |  | EN |  |  | DLFL INAC INST |  | X |  | 00:00:00 | [7 empty] | GORMAN RUPP | GR 90-3190 | SBL #141.07-4-3 |  | 2006 |  | 2006 |  | 1861010 |  |  |  |  | ACTV | 2013-03-15 | DZIWULS2 | 2012-02-22 | ZYNDAK | 2013-03-15 | M
10003875 | PUMP 1 | E-S-C06-X | 6-7001-P | [8 empty] | IE000000000010003875 | Inactive/Scrap/Retired |  |  |  |  | 0000000000 |  |  |  | EN |  |  | DLFL INAC INST |  | X |  | 00:00:00 | [7 empty] | GORMAN RUPP | T6A3-B | 929889N |  | 2006 |  | 2006 |  | 1861010 |  |  |  |  | ACTV | 2013-03-15 | DZIWULS2 | 2012-02-22 | ZYNDAK | 2013-03-15 | M
10003878 | PUMP 2 | E-S-C06-X | 6-7002-P | [8 empty] | IE000000000010003878 | Inactive/Scrap/Retired |  |  |  |  | 0000000000 |  |  |  | EN |  |  | DLFL INAC INST |  | X |  | 00:00:00 | [7 empty] | GORMAN RUPP | T6A3-B | 929890N |  | 2006 |  | 2006 |  | 1861010 |  |  |  |  | ACTV | 2013-03-15 | DZIWULS2 | 2012-02-22 | ZYNDAK | 2013-03-15 | M
10003910 | COMMERCE DR. PUMP STATIONS (GENERAL) | E-S-C06-X | 6-8000 | [8 empty] | IE000000000010003910 | Inactive/Scrap/Retired |  |  |  |  | 0000000000 |  |  |  | EN |  |  | DLFL INAC INST |  | X |  | 00:00:00 | [11 empty] | 2006 |  | 2006 |  | 1861010 |  |  |  |  | ACTV | 2013-03-15 | DZIWULS2 | 2012-02-22 | ZYNDAK | 2013-03-15 | M
10003911 | MOTOR, PUMP 1, SANITARY | E-S-C06-X | 6-8001-M | [8 empty] | IE000000000010003911 | Inactive/Scrap/Retired |  |  |  |  | 0000000000 |  |  |  | EN |  |  | INAC INST |  | X |  | 00:00:00 | [7 empty] | DAVIS EMU | FO 172-4/8/H.P 5.4 |  |  | 2006 |  | 2006 | MOTOR | 1861010 |  |  |  |  | ACTV | 2018-04-26 | DZIWULS2 | 2012-02-22 | PINTOM | 2018-04-26 | M | E_MOTOR
10003912 | PUMP , COMMERCE DR | E-S-C06-X | 6-8001-P | [8 empty] | IE000000000010003912 | Inactive/Scrap/Retired |  |  |  |  | 0000000000 |  |  |  | EN |  |  | INAC INST |  | X |  | 00:00:00 | [7 empty] | DAVIS EMU | FA 84-198 | 177142 |  | 2006 |  | 2006 | PUMP | 1861010 |  |  |  |  | ACTV | 2018-04-26 | DZIWULS2 | 2012-02-22 | PINTOM | 2018-04-26 | M | E_PUMP
10003914 | PUMP, COMMERCE DRIVE #2 | E-S-C06-X | 6-8002-P | [8 empty] | IE000000000010003914 | Inactive/Scrap/Retired |  |  |  |  | 0000000000 |  |  |  | EN |  |  | INST |  | X |  | 00:00:00 | [7 empty] | DAVIS EMU | FA 84-198 | 177143 |  | 2006 |  | 2006 | PUMP | 1861010 |  |  |  |  | ACTV | 2019-01-04 | DZIWULS2 | 2012-02-22 | PINTOM | 2019-01-04 | M | E_PUMP
10062419 | PUMP, 6" CH&E, TRASH, #6-2 | E-S-C06-X | 6-LA-6-2 | [8 empty] | IE000000000010062419 | Inactive/Scrap/Retired |  |  |  |  | 0000000000 |  |  |  | EN |  |  | INAC INST |  | X |  | 00:00:00 |  |  | USD |  | 508426 |  |  |  | 2936W | 2936P92 |  | 2006 |  | 2006 | PORTPUMP | 1861010 |  |  |  |  | ACTV | 2018-05-16 | DZIWULS2 | 2012-02-22 | PINTOM | 2018-05-16 | V | E_PORTPUMP
10068569 | PUMP, SUBMERSIBLE, SEWAGE EJECTOR | E-S-C06-X | 6-1404 | [8 empty] | IE000000000010068569 | Inactive/Scrap/Retired |  |  |  |  | 0000000000 |  |  |  | EN |  |  | INST |  | X |  | 00:00:00 | [7 empty] | AURORA/HYDRO | SK100M4 | 81-44452 |  | 2006 |  | 2006 | GENL | 1861010 |  |  |  |  | ACTV | 2021-02-18 | PINTOM | 2012-08-10 | PINTOM | 2021-02-18 | M | E_PUMP
10080835 | PUMP 1, AURORA MILLS | E-S-C08-F-ARM-WETWL |  |  |  | 3127.070-1860016 | [5 empty] | IE000000000010080835 | AURORA MILLS PS WET WELL |  |  |  |  | 0000000000 |  |  |  | EN |  |  | INST |  | X |  | 00:00:00 | [7 empty] | FLYGT | 3127.070 |  |  | 2003 | F08 | 2003 | PUMP | 1831010 | FM03_100 | F08 |  |  | ACTV | 2020-07-13 | PINTOM | 2020-07-13 | PINTOM | 2020-07-13 | M | E_PUMP
10080836 | PUMP 2, AURORA MILLS | E-S-C08-F-ARM-WETWL |  |  |  | 3127.070-1860016 | [5 empty] | IE000000000010080836 | AURORA MILLS PS WET WELL |  |  |  |  | 0000000000 |  |  |  | EN |  |  | INST |  | X |  | 00:00:00 | [7 empty] | FLYGT | 3127.070 |  |  | 2003 | F08 | 2003 | PUMP | 1831010 | FM03_100 | F08 |  |  | ACTV | 2020-07-13 | PINTOM | 2020-07-13 | PINTOM | 2020-07-13 | M | E_PUMP
10079821 | PUMP, SPARE, AURORA MILLS | E-S-C08-F-ARM-XEQUP |  |  |  | 3127.070-1860016 | [5 empty] | IE000000000010079821 | AURORA MILLS PS SPARE EQUIPMENT |  |  |  |  | 0000000000 |  |  |  | EN |  |  | INST |  | X |  | 00:00:00 | [7 empty] | FLYGT | 3127.070 | 1860016 |  | 2003 | F08 | 2003 | PUMP | 1831010 | FM03_100 | F08 |  |  | ACTV | 2019-07-18 | PINTOM | 2019-05-01 | PINTOM | 2019-07-18 | M | E_PUMP
10004225 | PANEL, CONTROL, PUMP | E-S-C08-F-BCH-ELINS | 80184 | [8 empty] | IE000000000010004225 | BEECH RD PS ELECTRICAL & INSTRUMENTATION | 14052 |  |  |  | 0000000000 |  |  |  | EN |  | 439 Beech Rd | INST |  | X |  | 00:00:00 | [7 empty] | CONTROL WORKS |  | 100879 |  | 2003 | F08 | 2003 | CONTROL | 1831010 | FM03_100 | F08 |  |  | ACTV | 2011-01-01 | DZIWULS2 | 2012-02-22 | ZYNDAK | 2013-03-13 | M | E_CONTROL
10004222 | PUMP 1, SUBMERSIBLE | E-S-C08-F-BCH-WETWL | 80181 | [8 empty] | IE000000000010004222 | BEECH RD PS WET WELL | 14052 |  |  |  | 0000000000 |  |  |  | EN |  | 439 Beech Rd | INST |  | X |  | 00:00:00 | [7 empty] | MYERS | 4VX75M4-23 |  |  | 2003 | F08 | 2003 | PUMP | 1831010 | FM03_100 | F08 |  |  | ACTV | 2011-01-01 | DZIWULS2 | 2012-02-22 | SWEETM | 2013-02-07 | M | E_PUMP
10004223 | PUMP 2, SUBMERSIBLE | E-S-C08-F-BCH-WETWL | 80182 | [8 empty] | IE000000000010004223 | BEECH RD PS WET WELL | 14052 |  |  |  | 0000000000 |  |  |  | EN |  | 439 Beech Rd | INST |  | X |  | 00:00:00 | [7 empty] | MYERS | 4VX75M4-23 |  |  | 2003 | F08 | 2003 | PUMP | 1831010 | FM03_100 | F08 |  |  | ACTV | 2011-01-01 | DZIWULS2 | 2012-02-22 | SWEETM | 2013-02-07 | M | E_PUMP
10004835 | PUMP, E-ONE | E-S-C08-F-BKL-WETWL | [9 empty] | IE000000000010004835 | BROOKLEA PS WET WELL | 14052 |  |  |  | 0000000000 |  |  |  | EN |  | Brooklea Dr & 20A | INST |  | X |  | 00:00:00 | [7 empty] | E-ONE |  | DH454178 |  | 2003 | F08 | 2003 | PUMP | 1831010 | FM03_100 | F08 |  |  | ACTV | 2019-07-25 | DZIWULS2 | 2012-02-22 | PINTOM | 2019-07-25 | M | E_PUMP
10072542 | PUMP, E-ONE | E-S-C08-F-BKL-WETWL | [9 empty] | IE000000000010072542 | BROOKLEA PS WET WELL | 14052 |  |  |  | 0000000000 |  |  |  | EN |  | Brooklea Dr & 20A | INST |  | X |  | 00:00:00 | [7 empty] | E-ONE |  | DH454159 |  | 2003 | F08 | 2003 | PUMP | 1831010 | FM03_100 | F08 |  |  | ACTV | 2016-11-21 | PINTOM | 2016-11-21 | PINTOM | 2016-11-21 | M | E_PUMP
10072640 | PUMP, E-ONE | E-S-C08-F-BKL-XEQUP | [9 empty] | IE000000000010072640 | BROOKLEA PS SPARE EQUIPMENT | 14052 |  |  |  | 0000000000 |  |  |  | EN |  | Brooklea Dr & 20A | INST |  | X |  | 00:00:00 | [7 empty] | E-ONE |  | DH454178 |  | 2003 | F08 | 2003 | PUMP | 1831010 | FM03_100 | F08 |  |  | ACTV | 2021-09-14 | PINTOM | 2017-01-03 | PINTOM | 2021-09-14 | M | E_PUMP
10072641 | PUMP 2, E-ONE | E-S-C08-F-CKS-WETWL | [9 empty] | IE000000000010072641 | CREEKSIDE PS WET WELL | 14052 |  |  |  | 0000000000 |  |  |  | EN |  | 360 Center St | INST |  | X |  | 00:00:00 | [7 empty] | E-ONE |  |  |  | 2003 | F08 | 2003 | PUMP | 1831010 | FM03_100 | F08 |  |  | ACTV | 2011-01-01 | PINTOM | 2017-01-03 | PINTOM | 2018-10-18 | M | E_PUMP
10081474 | PUMP, E-ONE, D-SERIES | E-S-C08-F-CKS-WETWL |  |  |  | D200 | [5 empty] | IE000000000010081474 | CREEKSIDE PS WET WELL | 14052 |  |  |  | 0000000000 |  |  |  | EN |  | 360 Center St | INST |  | X |  | 00:00:00 |  |  | USD |  |  |  |  | E-ONE | D200A01A01AA | DH763298 |  | 2003 | F08 | 2003 | PUMP | 1831010 | FM03_100 | F08 |  |  | ACTV | 2022-12-05 | PINTOM | 2022-02-02 | PHILLIPP | 2022-12-05 | M | E_PUMP
10004195 | PANEL, CONTROL, PUMP | E-S-C08-F-CMG-ELINS | 80115 | [8 empty] | IE000000000010004195 | COMMERCE GREEN PS ELECTRICAL/INSTRUMENTA | 14052 |  |  |  | 0000000000 |  |  |  | EN |  | 130 Commerce Way | INST |  | X |  | 00:00:00 | [7 empty] | SMITH LOVELE |  | 16-4577-D |  | 2003 | F08 | 2003 | CONTROL | 1831010 | FM03_100 | F08 |  |  | ACTV | 2011-01-01 | DZIWULS2 | 2012-02-22 | SWEETM | 2013-02-07 | M | E_CONTROL
10004899 | PANEL, CONTROL, PUMP | E-S-C08-F-CMG-ELINS | SAP000569 | [8 empty] | IE000000000010004899 | COMMERCE GREEN PS ELECTRICAL/INSTRUMENTA | 14052 |  |  |  | 0000000000 |  |  |  | EN |  | 130 Commerce Way | INST |  | X |  | 00:00:00 | [7 empty] | SMITH LOVELESS |  | 16-4577-D |  | 2003 | F08 | 2003 | CONTROL | 1831010 | FM03_100 | F08 |  |  | ACTV | 2011-01-01 | DZIWULS2 | 2012-02-22 | SWEETM | 2013-02-07 | M | E_CONTROL
10004189 | PUMP 1 | E-S-C08-F-CMG-WETWL | 80111 | [8 empty] | IE000000000010004189 | COMMERCE GREEN PS WET WELL | 14052 |  |  |  | 0000000000 |  |  |  | EN |  | 130 Commerce Way | INST |  | X |  | 00:00:00 | [7 empty] | SMITH AND LOVELESS |  | 911028 |  | 2003 | F08 | 2003 | PUMP | 1831010 | FM03_100 | F08 |  |  | ACTV | 2011-01-01 | DZIWULS2 | 2012-02-22 | SWEETM | 2013-02-07 | M | E_PUMP
10004190 | MOTOR, PUMP 1 | E-S-C08-F-CMG-WETWL | 80111M | [8 empty] | IE000000000010004190 | COMMERCE GREEN PS WET WELL | 14052 |  |  |  | 0000000000 |  |  |  | EN |  | 130 Commerce Way | ASEQ |  | X |  | 00:00:00 | [7 empty] | SMITH LOVELE |  | 914733A-1 |  | 2003 | F08 | 2003 | MOTOR | 1831010 | FM03_100 | F08 | 10004189 |  | ACTV | 2013-03-13 | DZIWULS2 | 2012-02-22 | ZYNDAK | 2013-03-13 | M | E_MOTOR
10004191 | PUMP 2 | E-S-C08-F-CMG-WETWL | 80112 | [8 empty] | IE000000000010004191 | COMMERCE GREEN PS WET WELL | 14052 |  |  |  | 0000000000 |  |  |  | EN |  | 130 Commerce Way | INST |  | X |  | 00:00:00 | [7 empty] | SMITH AND LOVELESS | SMITH LOVELESS | 911027 |  | 2003 | F08 | 2003 | PUMP | 1831010 | FM03_100 | F08 |  |  | ACTV | 2011-01-01 | DZIWULS2 | 2012-02-22 | SWEETM | 2013-02-07 | M | E_PUMP
10004192 | MOTOR, PUMP 2 | E-S-C08-F-CMG-WETWL | 80112M | [8 empty] | IE000000000010004192 | COMMERCE GREEN PS WET WELL | 14052 |  |  |  | 0000000000 |  |  |  | EN |  | 130 Commerce Way | ASEQ |  | X |  | 00:00:00 | [7 empty] | SMITH LOVELE |  | 914733A-2 |  | 2003 | F08 | 2003 | MOTOR | 1831010 | FM03_100 | F08 | 10004191 |  | ACTV | 2013-03-13 | DZIWULS2 | 2012-02-22 | ZYNDAK | 2013-03-13 | M | E_MOTOR
10004193 | VACCUM PUMP, 1 | E-S-C08-F-CMG-WETWL | 80113 | [8 empty] | IE000000000010004193 | COMMERCE GREEN PS WET WELL | 14052 |  |  |  | 0000000000 |  |  |  | EN |  | 130 Commerce Way | INST |  | X |  | 00:00:00 | [7 empty] | SMITH LOVELE |  | 122 |  | 2003 | F08 | 2003 | COMPRESS | 1831010 | FM03_100 | F08 |  |  | ACTV | 2022-12-19 | DZIWULS2 | 2012-02-22 | PHILLIPP | 2022-12-19 | M | E_COMPRESS | 122/ 10004193
10004194 | VACCUM PUMP, 2 | E-S-C08-F-CMG-WETWL | 80114 | [8 empty] | IE000000000010004194 | COMMERCE GREEN PS WET WELL | 14052 |  |  |  | 0000000000 |  |  |  | EN |  | 130 Commerce Way | INST |  | X |  | 00:00:00 | [7 empty] | SMITH LOVELE |  | 106 |  | 2003 | F08 | 2003 | COMPRESS | 1831010 | FM03_100 | F08 |  |  | ACTV | 2022-12-19 | DZIWULS2 | 2012-02-22 | PHILLIPP | 2022-12-19 | M | E_COMPRESS | 106/ 10004194
10004228 | PUMP 1, SUBMERSIBLE | E-S-C08-F-CST-WETWL | 80191 | [7 empty] | CORNER OF MAIN STREET AND CASTLE HI | IE000000000010004228 | CASTLE HILL PS WET WELL | 14052 |  |  |  | 0000000000 |  |  |  | EN |  | 915 Castle Hill Rd | INST |  | X |  | 00:00:00 | [7 empty] | MYERS |  | 4VH50M4-03 |  | 2003 | F08 | 2003 | PUMP | 1831010 | FM03_100 | F08 |  |  | ACTV | 2011-01-01 | DZIWULS2 | 2012-02-22 | PINTOM | 2015-06-02 | M | E_PUMP
10004229 | PUMP 2, SUBMERSIBLE | E-S-C08-F-CST-WETWL | 80192 | [7 empty] | CORNER OF MAIN STREET AND CASTLE HI | IE000000000010004229 | CASTLE HILL PS WET WELL | 14052 |  |  |  | 0000000000 |  |  |  | EN |  | 915 Castle Hill Rd | INST |  | X |  | 00:00:00 | [7 empty] | MYERS |  | 4VH50M4-03 |  | 2003 | F08 | 2003 | PUMP | 1831010 | FM03_100 | F08 |  |  | ACTV | 2011-01-01 | DZIWULS2 | 2012-02-22 | PINTOM | 2015-06-02 | M | E_PUMP
10072628 | PUMP, SUBMERSIBLE, CASTLE HILL | E-S-C08-F-CST-XEQUP | [8 empty] | CORNER OF MAIN STREET AND CASTLE HI | IE000000000010072628 | CASTLE HILL PS SPARE EQUIPMENT | 14052 |  |  |  | 0000000000 |  |  |  | EN |  | 915 Castle Hill Rd | INST |  | X |  | 00:00:00 | [7 empty] | MYERS |  |  |  | 2003 | F08 | 2003 | PUMP | 1831010 | FM03_100 | F08 |  |  | ACTV | 2019-06-26 | PINTOM | 2016-12-21 | PINTOM | 2019-06-26 | M | E_PUMP
10004218 | PANEL, CONTROL, PUMP | E-S-C08-F-CTR-ELINS | 80175 | [8 empty] | IE000000000010004218 | CENTER RIDGE PS ELECTRICAL & INSTRUMENTA | 14052 |  |  |  | 0000000000 |  |  |  | EN |  | 120 Center Ridge Rd | INST |  | X |  | 00:00:00 | [7 empty] | ELECTRIC SPECIALTY |  |  |  | 2003 | F08 | 2003 | CONTROL | 1831010 | FM03_100 | F08 |  |  | ACTV | 2011-01-01 | DZIWULS2 | 2012-02-22 | ZYNDAK | 2013-03-13 | M | E_CONTROL
10004217 | VALVES, PUMPAROUND | E-S-C08-F-CTR-VLVPT | 80174 | [8 empty] | IE000000000010004217 | CENTER RIDGE PS VALVE PIT | 14052 |  |  |  | 0000000000 |  |  |  | EN |  | 120 Center Ridge Rd | INST |  | X |  | 00:00:00 | [11 empty] | 2003 | F08 | 2003 | VALVE | 1831010 | FM03_100 | F08 |  |  | ACTV | 2011-01-01 | DZIWULS2 | 2012-02-22 | SWEETM | 2013-02-07 | M | E_VALVE
10004871 | VALVE, PUMP 2 | E-S-C08-F-CTR-VLVPT | SAP000541 | [8 empty] | IE000000000010004871 | CENTER RIDGE PS VALVE PIT | 14052 |  |  |  | 0000000000 |  |  |  | EN |  | 120 Center Ridge Rd | INST |  | X |  | 00:00:00 | [11 empty] | 2003 | F08 | 2003 | VALVE | 1831010 | FM03_100 | F08 |  |  | ACTV | 2011-01-01 | DZIWULS2 | 2012-02-22 | SWEETM | 2013-02-07 | M | E_VALVE
10064249 | VALVE, PUMP 1 | E-S-C08-F-CTR-VLVPT | [9 empty] | IE000000000010064249 | CENTER RIDGE PS VALVE PIT | 14052 |  |  |  | 0000000000 |  |  |  | EN |  | 120 Center Ridge Rd | INST |  | X |  | 00:00:00 | [11 empty] | 2003 | F08 | 2003 | VALVE | 1831010 | FM03_100 | F08 |  |  | ACTV | 2011-01-01 | PINTOM | 2012-03-05 | SWEETM | 2013-02-07 | M | E_VALVE
10064250 | VALVE, CHECK, PUMP 1 | E-S-C08-F-CTR-VLVPT | [9 empty] | IE000000000010064250 | CENTER RIDGE PS VALVE PIT | 14052 |  |  |  | 0000000000 |  |  |  | EN |  | 120 Center Ridge Rd | INST |  | X |  | 00:00:00 | [11 empty] | 2003 | F08 | 2003 | VALVE | 1831010 | FM03_100 | F08 |  |  | ACTV | 2011-01-01 | PINTOM | 2012-03-05 | SWEETM | 2013-02-07 | M | E_VALVE
10064251 | VALVE, CHECK, PUMP 2 | E-S-C08-F-CTR-VLVPT | [9 empty] | IE000000000010064251 | CENTER RIDGE PS VALVE PIT | 14052 |  |  |  | 0000000000 |  |  |  | EN |  | 120 Center Ridge Rd | INST |  | X |  | 00:00:00 | [11 empty] | 2003 | F08 | 2003 | VALVE | 1831010 | FM03_100 | F08 |  |  | ACTV | 2012-03-05 | PINTOM | 2012-03-05 | ZYNDAK | 2013-03-13 | M | E_VALVE
10004214 | PUMP 1, SUBMERSIBLE | E-S-C08-F-CTR-WETWL | 80171 | [8 empty] | IE000000000010004214 | CENTER RIDGE PS WET WELL | 14052 |  |  |  | 0000000000 |  |  |  | EN |  | 120 Center Ridge Rd | INST |  | X |  | 00:00:00 | [7 empty] | MYERS |  | 4V50M4-21 |  | 2003 | F08 | 2003 | PUMP | 1831010 | FM03_100 | F08 |  |  | ACTV | 2011-01-01 | DZIWULS2 | 2012-02-22 | PINTOM | 2016-03-01 | M | E_PUMP
10004215 | PUMP 2, SUBMERSIBLE | E-S-C08-F-CTR-WETWL | 80172 | [8 empty] | IE000000000010004215 | CENTER RIDGE PS WET WELL | 14052 |  |  |  | 0000000000 |  |  |  | EN |  | 120 Center Ridge Rd | INST |  | X |  | 00:00:00 | [7 empty] | MYERS |  | 4V50M4-21 |  | 2003 | F08 | 2003 | PUMP | 1831010 | FM03_100 | F08 |  |  | ACTV | 2011-01-01 | DZIWULS2 | 2012-02-22 | PINTOM | 2016-03-01 | M | E_PUMP
10004204 | PANEL, CONTROL, PUMP | E-S-C08-F-DPW-ELINS | 80132 | [8 empty] | IE000000000010004204 | EA DPW PS ELECTRICAL & INSTRUMENTATION | 14052 |  |  |  | 0000000000 |  |  |  | EN |  | Pine st | INST |  | X |  | 00:00:00 | [7 empty] | GOULD | A3-5034 |  |  | 2003 | F08 | 2003 | CONTROL | 1831010 | FM03_100 | F08 |  |  | ACTV | 2011-01-01 | DZIWULS2 | 2012-02-22 | SWEETM | 2013-02-07 | M | E_CONTROL
10004203 | PUMP, DPW PS | E-S-C08-F-DPW-WETWL | 80131 | [8 empty] | IE000000000010004203 | EA DPW PS WET WELL | 14052 |  |  |  | 0000000000 |  |  |  | EN |  | Pine st | INST |  | X |  | 00:00:00 | [11 empty] | 2003 | F08 | 2003 | PUMP | 1831010 | FM03_100 | F08 |  |  | ACTV | 2011-01-01 | DZIWULS2 | 2012-02-22 | SWEETM | 2013-02-07 | M | E_PUMP
10004205 | PUMP, DPW PS | E-S-C08-F-DPW-WETWL | 80133 | [8 empty] | IE000000000010004205 | EA DPW PS WET WELL | 14052 |  |  |  | 0000000000 |  |  |  | EN |  | Pine st | INST |  | X |  | 00:00:00 | [7 empty] | GOULD |  |  |  | 2003 | F08 | 2003 | PUMP | 1831010 | FM03_100 | F08 |  |  | ACTV | 2011-01-01 | DZIWULS2 | 2012-02-22 | SWEETM | 2013-02-07 | M | E_PUMP
10004315 | PUMP, RECIRCULATION, BOILER ROOM | E-S-C08-F-ETP-BLDGR-HVAC | 80287 | [8 empty] | IE000000000010004315 | HVAC | 14052 |  |  |  | 0000000000 |  |  |  | EN |  | 201 Mill Rd | INST |  | X |  | 00:00:00 | [11 empty] | 2003 | F08 | 2003 | PUMP | 1831010 | FM03_100 | F08 |  |  | ACTV | 2011-01-01 | DZIWULS2 | 2012-02-22 | SWEETM | 2013-02-07 | M | E_PUMP
10004283 | PUMP 1, CHEMICAL, CHLORINE | E-S-C08-F-ETP-DISIN-SHYPO | 80251 | [8 empty] | IE000000000010004283 | Sodium Hypochlorite | 14052 |  |  |  | 0000000000 |  |  |  | EN |  | 201 Mill Rd | INST |  | X |  | 00:00:00 | [7 empty] | LMI MILTON ROY | B121-92S | 991017004 |  | 2003 | F08 | 2003 | PUMP | 1831010 | FM03_100 | F08 |  |  | ACTV | 2011-01-01 | DZIWULS2 | 2012-02-22 | SWEETM | 2013-02-07 | M | E_PUMP
10004284 | PUMP 2, CHEMICAL, CHLORINE | E-S-C08-F-ETP-DISIN-SHYPO | 80252 | [8 empty] | IE000000000010004284 | Sodium Hypochlorite | 14052 |  |  |  | 0000000000 |  |  |  | EN |  | 201 Mill Rd | INST |  | X |  | 00:00:00 | [7 empty] | LMI MILTON ROY | B121-92S | 991017002 |  | 2003 | F08 | 2003 | PUMP | 1831010 | FM03_100 | F08 |  |  | ACTV | 2011-01-01 | DZIWULS2 | 2012-02-22 | SWEETM | 2013-02-07 | M | E_PUMP
10004285 | PUMP 3, CHEMICAL, CHLORINE | E-S-C08-F-ETP-DISIN-SHYPO | 80253 | [8 empty] | IE000000000010004285 | Sodium Hypochlorite | 14052 |  |  |  | 0000000000 |  |  |  | EN |  | 201 Mill Rd | INST |  | X |  | 00:00:00 | [7 empty] | LMI MILTON ROY | B131-72S | 000321560 |  | 2003 | F08 | 2003 | PUMP | 1831010 | FM03_100 | F08 |  |  | ACTV | 2011-01-01 | DZIWULS2 | 2012-02-22 | SWEETM | 2013-02-07 | M | E_PUMP
10004286 | PUMP 4, CHEMICAL, CHLORINE | E-S-C08-F-ETP-DISIN-SHYPO | 80254 | [8 empty] | IE000000000010004286 | Sodium Hypochlorite | 14052 |  |  |  | 0000000000 |  |  |  | EN |  | 201 Mill Rd | INST |  | X |  | 00:00:00 | [7 empty] | LMI MILTON ROY | B131-72S | 000321559 |  | 2003 | F08 | 2003 | PUMP | 1831010 | FM03_100 | F08 |  |  | ACTV | 2011-01-01 | DZIWULS2 | 2012-02-22 | SWEETM | 2013-02-07 | M | E_PUMP
10004287 | PUMP 1, EJECTOR, CHLORINE | E-S-C08-F-ETP-DISIN-SHYPO | 80255 | [8 empty] | IE000000000010004287 | Sodium Hypochlorite | 14052 |  |  |  | 0000000000 |  |  |  | EN |  | 201 Mill Rd | INST |  | X |  | 00:00:00 | [11 empty] | 2003 | F08 | 2003 | PUMP | 1831010 | FM03_100 | F08 |  |  | ACTV | 2011-01-01 | DZIWULS2 | 2012-02-22 | SWEETM | 2013-02-07 | M | E_PUMP
10004288 | PUMP 2, EJECTOR, CHLORINE | E-S-C08-F-ETP-DISIN-SHYPO | 80256 | [8 empty] | IE000000000010004288 | Sodium Hypochlorite | 14052 |  |  |  | 0000000000 |  |  |  | EN |  | 201 Mill Rd | INST |  | X |  | 00:00:00 | [11 empty] | 2003 | F08 | 2003 | PUMP | 1831010 | FM03_100 | F08 |  |  | ACTV | 2011-01-01 | DZIWULS2 | 2012-02-22 | SWEETM | 2013-02-07 | M | E_PUMP
10004289 | PUMP 1, CHEMICAL, BISULFITE | E-S-C08-F-ETP-DISIN-SHYPO | 80257 | [8 empty] | IE000000000010004289 | Sodium Hypochlorite | 14052 |  |  |  | 0000000000 |  |  |  | EN |  | 201 Mill Rd | INST |  | X |  | 00:00:00 | [7 empty] | LMI MILTON ROY | B121-92S | 99107006 |  | 2003 | F08 | 2003 | PUMP | 1831010 | FM03_100 | F08 |  |  | ACTV | 2011-01-01 | DZIWULS2 | 2012-02-22 | SWEETM | 2013-02-07 | M | E_PUMP
10004290 | PUMP 2, CHEMICAL, BISULFITE | E-S-C08-F-ETP-DISIN-SHYPO | 80258 | [8 empty] | IE000000000010004290 | Sodium Hypochlorite | 14052 |  |  |  | 0000000000 |  |  |  | EN |  | 201 Mill Rd | INST |  | X |  | 00:00:00 | [7 empty] | LMI MILTON ROY | B121-92S | 99107010 |  | 2003 | F08 | 2003 | PUMP | 1831010 | FM03_100 | F08 |  |  | ACTV | 2011-01-01 | DZIWULS2 | 2012-02-22 | SWEETM | 2013-02-07 | M | E_PUMP
10004259 | PUMP 1, CHEMICAL, FECL2 | E-S-C08-F-ETP-OPRTN-CHEM | 80227 | [8 empty] | IE000000000010004259 | Chemicals | 14052 |  |  |  | 0000000000 |  |  |  | EN |  | 201 Mill Rd | INST |  | X |  | 00:00:00 | [7 empty] | LMI MILTON ROY | C13-24 | 991121895 |  | 2003 | F08 | 2003 | PUMP | 1831010 | FM03_100 | F08 |  |  | ACTV | 2017-01-26 | DZIWULS2 | 2012-02-22 | CURRENTJ | 2017-01-26 | M | E_PUMP
10004260 | PUMP 2, CHEMICAL, FECL2 | E-S-C08-F-ETP-OPRTN-CHEM | 80228 | [8 empty] | IE000000000010004260 | Chemicals | 14052 |  |  |  | 0000000000 |  |  |  | EN |  | 201 Mill Rd | INST |  | X |  | 00:00:00 | [7 empty] | LMI MILTON ROY | C13-24 | 991012838 |  | 2003 | F08 | 2003 | PUMP | 1831010 | FM03_100 | F08 |  |  | ACTV | 2017-01-26 | DZIWULS2 | 2012-02-22 | CURRENTJ | 2017-01-26 | M | E_PUMP
10004300 | CONTROL, FEED PUMP | E-S-C08-F-ETP-OPRTN-CHEM | 80270 | [8 empty] | IE000000000010004300 | Chemicals | 14052 |  |  |  | 0000000000 |  |  |  | EN |  | 201 Mill Rd | INST |  | X |  | 00:00:00 | [11 empty] | 2003 | F08 | 2003 | CONTROL | 1831010 | FM03_100 | F08 |  |  | ACTV | 2011-01-01 | DZIWULS2 | 2012-02-22 | SWEETM | 2013-02-07 | M | E_CONTROL
10004301 | VFD, FEED PUMP CONTROLLER | E-S-C08-F-ETP-OPRTN-CHEM | 80271 | [8 empty] | IE000000000010004301 | Chemicals | 14052 |  |  |  | 0000000000 |  |  |  | EN |  | 201 Mill Rd | INST |  | X |  | 00:00:00 | [11 empty] | 2003 | F08 | 2003 | VFD | 1831010 | FM03_100 | F08 |  |  | ACTV | 2011-01-01 | DZIWULS2 | 2012-02-22 | SWEETM | 2013-02-07 | M | E_VFD
10072809 | PUMP 3, CHEMICAL | E-S-C08-F-ETP-OPRTN-CHEM | [9 empty] | IE000000000010072809 | Chemicals | 14052 |  |  |  | 0000000000 |  |  |  | EN |  | 201 Mill Rd | INST |  | X |  | 00:00:00 |  |  |  |  | 293828 | 41041183 | 0 | WATSON MARLOW |  | 160815-078773 |  | 2003 | F08 | 2003 | PUMP | 1831010 | FM03_100 | F08 |  |  | ACTV | 2017-05-25 | PINTOM | 2017-05-19 | PINTOM | 2017-05-25 | M | E_PUMP
10072810 | PUMP 4, CHEMICAL | E-S-C08-F-ETP-OPRTN-CHEM | [9 empty] | IE000000000010072810 | Chemicals | 14052 |  |  |  | 0000000000 |  |  |  | EN |  | 201 Mill Rd | INST |  | X |  | 00:00:00 |  |  |  |  | 293829 | 41041184 | 0 | WATSON MARLOW |  | 170502-112898 |  | 2003 | F08 | 2003 | PUMP | 1831010 | FM03_100 | F08 |  |  | ACTV | 2017-05-25 | PINTOM | 2017-05-19 | PINTOM | 2017-05-25 | M | E_PUMP
10072811 | PUMP 5, CHEMICAL | E-S-C08-F-ETP-OPRTN-CHEM | [9 empty] | IE000000000010072811 | Chemicals | 14052 |  |  |  | 0000000000 |  |  |  | EN |  | 201 Mill Rd | INST |  | X |  | 00:00:00 |  |  |  |  | 293830 | 41041186 | 0 | WATSON MARLOW |  | 170302-102027 |  | 2003 | F08 | 2003 | PUMP | 1831010 | FM03_100 | F08 |  |  | ACTV | 2017-05-25 | PINTOM | 2017-05-19 | PINTOM | 2017-05-25 | M | E_PUMP
10005015 | PUMP, SUMP, BLOWER ROOM | E-S-C08-F-ETP-SCDRY-BLOWR | SAP000685 | [8 empty] | IE000000000010005015 | Secondary Aeration Blower | 14052 |  |  |  | 0000000000 |  |  |  | EN |  | 201 Mill Rd | INST |  | X |  | 00:00:00 | [7 empty] | GENERAL ELECTRIC | 5KC39Q10038 |  |  | 2003 | F08 | 2003 | PUMP | 1831010 | FM03_100 | F08 |  |  | ACTV | 2011-01-01 | DZIWULS2 | 2012-02-22 | SWEETM | 2013-02-07 | M | E_PUMP
10004251 | PUMP, WASTE, #1, MYERS, 4V75M4-43 | E-S-C08-F-ETP-SCDRY-RCTOR | 80219 | [8 empty] | IE000000000010004251 | Aeration basin/reactor | 14052 |  |  |  | 0000000000 |  |  |  | EN |  | 201 Mill Rd | INST |  | X |  | 00:00:00 | [7 empty] | MYERS | 4V75M4-43 |  |  | 2003 | F08 | 2003 | PUMP | 1831010 | FM03_100 | F08 |  |  | ACTV | 2011-01-01 | DZIWULS2 | 2012-02-22 | KAMINSKK | 2014-11-05 | M | E_PUMP
10004252 | PUMP, WASTE, #2, MYERS, 4V75M4-43 | E-S-C08-F-ETP-SCDRY-RCTOR | 80220 | [8 empty] | IE000000000010004252 | Aeration basin/reactor | 14052 |  |  |  | 0000000000 |  |  |  | EN |  | 201 Mill Rd | INST |  | X |  | 00:00:00 | [7 empty] | MYERS | 4V75M4-43 |  |  | 2003 | F08 | 2003 | PUMP | 1831010 | FM03_100 | F08 |  |  | ACTV | 2011-01-01 | DZIWULS2 | 2012-02-22 | KAMINSKK | 2014-11-05 | M | E_PUMP
10004253 | PUMP 1, SCREW, RAS | E-S-C08-F-ETP-SCDRY-RCTOR | 80221 | [8 empty] | IE000000000010004253 | Aeration basin/reactor | 14052 |  |  |  | 0000000000 |  |  |  | EN |  | 201 Mill Rd | INST |  | X |  | 00:00:00 | [7 empty] | SCHREIBER | 1400 | 138-86-4-2 |  | 2003 | F08 | 2003 | PUMP | 1831010 | FM03_100 | F08 |  |  | ACTV | 2011-01-01 | DZIWULS2 | 2012-02-22 | SWEETM | 2013-02-07 | M | E_PUMP
10004254 | VALVE, GATE, INFLUENT SCREW PUMP 1 | E-S-C08-F-ETP-SCDRY-RCTOR | 80222 | [8 empty] | IE000000000010004254 | Aeration basin/reactor | 14052 |  |  |  | 0000000000 |  |  |  | EN |  | 201 Mill Rd | INST |  | X |  | 00:00:00 | [8 empty] | 30X30 SG | 12-11-86 |  | 2003 | F08 | 2003 | VALVE | 1831010 | FM03_100 | F08 |  |  | ACTV | 2011-01-01 | DZIWULS2 | 2012-02-22 | SWEETM | 2013-02-07 | M | E_VALVE
10004255 | PUMP 2, SCREW, RAS | E-S-C08-F-ETP-SCDRY-RCTOR | 80223 | [8 empty] | IE000000000010004255 | Aeration basin/reactor | 14052 |  |  |  | 0000000000 |  |  |  | EN |  | 201 Mill Rd | INST |  | X |  | 00:00:00 | [7 empty] | SCHREIBER | 1400 | 138-86-4-1 |  | 2003 | F08 | 2003 | PUMP | 1831010 | FM03_100 | F08 |  |  | ACTV | 2011-01-01 | DZIWULS2 | 2012-02-22 | SWEETM | 2013-02-07 | M | E_PUMP
10004256 | VALVE, GATE, EFFLUENT SCREW PUMP 1 | E-S-C08-F-ETP-SCDRY-RCTOR | 80224 | [8 empty] | IE000000000010004256 | Aeration basin/reactor | 14052 |  |  |  | 0000000000 |  |  |  | EN |  | 201 Mill Rd | INST |  | X |  | 00:00:00 | [8 empty] | 6-TV | 2-4-87 |  | 2003 | F08 | 2003 | VALVE | 1831010 | FM03_100 | F08 |  |  | ACTV | 2011-01-01 | DZIWULS2 | 2012-02-22 | SWEETM | 2013-02-07 | M | E_VALVE
10004982 | SWITCH, PUMP, AERATOR 2 | E-S-C08-F-ETP-SCDRY-RCTOR | SAP000652 | [8 empty] | IE000000000010004982 | Aeration basin/reactor | 14052 |  |  |  | 0000000000 |  |  |  | EN |  | 201 Mill Rd | INST |  | X |  | 00:00:00 | [7 empty] | CUTLER-HAMMER |  |  |  | 2003 | F08 | 2003 | CONTROL | 1831010 | FM03_100 | F08 |  |  | ACTV | 2011-01-01 | DZIWULS2 | 2012-02-22 | SWEETM | 2013-02-07 | M | E_CONTROL
10004983 | SWITCH, POWER, SCREW PUMP 1 | E-S-C08-F-ETP-SCDRY-RCTOR | SAP000653 | [8 empty] | IE000000000010004983 | Aeration basin/reactor | 14052 |  |  |  | 0000000000 |  |  |  | EN |  | 201 Mill Rd | ASEQ |  | X |  | 00:00:00 | [7 empty] | SQUARE D |  |  |  | 2003 | F08 | 2003 | PUMP | 1831010 | FM03_100 | F08 | 10004253 |  | ACTV | 2011-01-01 | DZIWULS2 | 2012-02-22 | KAMINSKK | 2017-03-13 | M | E_CONTROL
10005005 | MOTOR, RAS, SCREW PUMP 1 | E-S-C08-F-ETP-SCDRY-RCTOR | SAP000675 | [8 empty] | IE000000000010005005 | Aeration basin/reactor | 14052 |  |  |  | 0000000000 |  |  |  | EN |  | 201 Mill Rd | ASEQ |  | X |  | 00:00:00 | [7 empty] | SM-CYCLO | CHVMS8-6165YC-35 | VA0258626 |  | 2003 | F08 | 2003 | MOTOR | 1831010 | FM03_100 | F08 | 10004253 |  | ACTV | 2013-09-19 | DZIWULS2 | 2012-02-22 | ZYNDAK | 2013-09-19 | M | E_MOTOR
10005012 | MOTOR, RAS, SCREW PUMP 2 | E-S-C08-F-ETP-SCDRY-RCTOR | SAP000682 | [8 empty] | IE000000000010005012 | Aeration basin/reactor | 14052 |  |  |  | 0000000000 |  |  |  | EN |  | 201 Mill Rd | ASEQ |  | X |  | 00:00:00 | [7 empty] | SM-CYCLO |  | 976021031 |  | 2003 | F08 | 2003 | MOTOR | 1831010 | FM03_100 | F08 | 10004255 |  | ACTV | 2013-09-19 | DZIWULS2 | 2012-02-22 | ZYNDAK | 2013-09-19 | M | E_MOTOR
10005014 | SWITCH, POWER, SCREW PUMP 2 | E-S-C08-F-ETP-SCDRY-RCTOR | SAP000684 | [8 empty] | IE000000000010005014 | Aeration basin/reactor | 14052 |  |  |  | 0000000000 |  |  |  | EN |  | 201 Mill Rd | ASEQ |  | X |  | 00:00:00 | [7 empty] | GE |  |  |  | 2003 | F08 | 2003 | PUMP | 1831010 | FM03_100 | F08 | 10004255 |  | ACTV | 2011-01-01 | DZIWULS2 | 2012-02-22 | KAMINSKK | 2017-03-13 | M | E_CONTROL
10004304 | PUMP 1, CENTRIFUGE FEED | E-S-C08-F-ETP-SLUDG-CENTR | 80274 | [8 empty] | IE000000000010004304 | CENTRIFUGE | 14052 |  |  |  | 0000000000 |  |  |  | EN |  | 201 Mill Rd | INST |  | X |  | 00:00:00 | [7 empty] | LOBELINE | MR045 | 16020101 |  | 2003 | F08 | 2003 | PUMP | 1831010 | FM03_100 | F08 |  |  | ACTV | 2011-01-01 | DZIWULS2 | 2012-02-22 | CURRENTJ | 2013-08-20 | M | E_PUMP
10004305 | MOTOR, FEED PUMP 1 | E-S-C08-F-ETP-SLUDG-CENTR | 80275 | [8 empty] | IE000000000010004305 | CENTRIFUGE | 14052 |  |  |  | 0000000000 |  |  |  | EN |  | 201 Mill Rd | ASEQ |  | X |  | 00:00:00 | [7 empty] | SYNCROGEAR | PO1N340432F |  |  | 2003 | F08 | 2003 | PUMP | 1831010 | FM03_100 | F08 | 10004304 |  | ACTV | 2017-03-07 | DZIWULS2 | 2012-02-22 | KAMINSKK | 2017-03-07 | M | E_MOTOR
10004306 | MOTOR, FEED PUMP 2 | E-S-C08-F-ETP-SLUDG-CENTR | 80276 | [8 empty] | IE000000000010004306 | CENTRIFUGE | 14052 |  |  |  | 0000000000 |  |  |  | EN |  | 201 Mill Rd | ASEQ |  | X |  | 00:00:00 | [7 empty] | SYNCROGEAR | MR45 | 16001601 |  | 2003 | F08 | 2003 | GENL | 1831010 | FM03_100 | F08 | 10004307 |  | ACTV | 2017-03-07 | DZIWULS2 | 2012-02-22 | KAMINSKK | 2017-03-07 | M | E_MOTOR
10004307 | PUMP 2, CENTRIFUGE FEED | E-S-C08-F-ETP-SLUDG-CENTR | 80277 | [8 empty] | IE000000000010004307 | CENTRIFUGE | 14052 |  |  |  | 0000000000 |  |  |  | EN |  | 201 Mill Rd | INST |  | X |  | 00:00:00 | [7 empty] | LOBELINE | MR45 | 16001601 |  | 2003 | F08 | 2003 | GENL | 1831010 | FM03_100 | F08 |  |  | ACTV | 2017-03-07 | DZIWULS2 | 2012-02-22 | KAMINSKK | 2017-03-07 | M | E_PUMP
10004988 | PANEL, CONTROL, CENTRIFUGE FEEDER PUMP | E-S-C08-F-ETP-SLUDG-CENTR | SAP000658 | [8 empty] | IE000000000010004988 | CENTRIFUGE | 14052 |  |  |  | 0000000000 |  |  |  | EN |  | 201 Mill Rd | INST |  | X |  | 00:00:00 | [7 empty] | CUTLER-HAMMOND |  |  |  | 2003 | F08 | 2003 | CONTROL | 1831010 | FM03_100 | F08 |  |  | ACTV | 2011-01-01 | DZIWULS2 | 2012-02-22 | SWEETM | 2013-02-07 | M | E_CONTROL
10005007 | MOTOR, CENTRIFUGE HIGH PRESSURE PUMP | E-S-C08-F-ETP-SLUDG-CENTR | SAP000677 | [8 empty] | IE000000000010005007 | CENTRIFUGE | 14052 |  |  |  | 0000000000 |  |  |  | EN |  | 201 Mill Rd | ASEQ |  | X |  | 00:00:00 | [7 empty] | RELIANCE ELECTRIC |  |  |  | 2003 | F08 | 2003 | MOTOR | 1831010 | OP08_100 | F08 | 10072678 |  | ACTV | 2017-01-26 | DZIWULS2 | 2012-02-22 | CURRENTJ | 2017-01-26 | M | E_MOTOR
10005013 | PUMP, CENTRIFUGE, HIGH PRESSURE | E-S-C08-F-ETP-SLUDG-CENTR | SAP000683 | [8 empty] | IE000000000010005013 | CENTRIFUGE | 14052 |  |  |  | 0000000000 |  |  |  | EN |  | 201 Mill Rd | ASEQ |  | X |  | 00:00:00 | [7 empty] | VISCOTHERM AG | C 11-22Z/HP | 0-600 1131 |  | 2003 | F08 | 2003 | PUMP | 1831010 | OP08_100 | F08 | 10072678 |  | ACTV | 2017-01-26 | DZIWULS2 | 2012-02-22 | CURRENTJ | 2017-01-26 | M | E_PUMP
10005016 | PUMP, CHEMICAL, POLYMER | E-S-C08-F-ETP-SLUDG-CENTR | SAP000686 | [8 empty] | IE000000000010005016 | CENTRIFUGE | 14052 |  |  |  | 0000000000 |  |  |  | EN |  | 201 Mill Rd | INST |  | X |  | 00:00:00 | [7 empty] | LIQUID METRONICS | BP31-76PB | 86112145 |  | 2003 | F08 | 2003 | PUMP | 1831010 | FM03_100 | F08 |  |  | ACTV | 2011-01-01 | DZIWULS2 | 2012-02-22 | SWEETM | 2013-02-07 | M | E_PUMP
10005017 | CENTRIFUGE FEED PUMP TRANFER SWITCH | E-S-C08-F-ETP-SLUDG-CENTR | SAP000687 | [8 empty] | IE000000000010005017 | CENTRIFUGE | 14052 |  |  |  | 0000000000 |  |  |  | EN |  | 201 Mill Rd | INST |  | X |  | 00:00:00 | [7 empty] | SQUARE D | 82342RB |  |  | 2003 | F08 | 2003 | ELECTRIC | 1831010 | FM03_100 | F08 |  |  | ACTV | 2011-01-01 | DZIWULS2 | 2012-02-22 | KAMINSKK | 2017-03-07 | M | E_ELECTRIC
10004265 | PUMP 1, SCUM | E-S-C08-F-ETP-SLUDG-SCUM | 80233 | [8 empty] | IE000000000010004265 | Scum | 14052 |  |  |  | 0000000000 |  |  |  | EN |  | 201 Mill Rd | INST |  | X |  | 00:00:00 | [8 empty] | WHR5-43 |  |  | 2003 | F08 | 2003 | GENL | 1831010 | FM03_100 | F08 |  |  | ACTV | 2013-11-20 | DZIWULS2 | 2012-02-22 | KAMINSKK | 2013-11-20 | M | E_PUMP
10004266 | PUMP 2, SCUM | E-S-C08-F-ETP-SLUDG-SCUM | 80234 | [8 empty] | IE000000000010004266 | Scum | 14052 |  |  |  | 0000000000 |  |  |  | EN |  | 201 Mill Rd | INST |  | X |  | 00:00:00 | [11 empty] | 2003 | F08 | 2003 | GENL | 1831010 | FM03_100 | F08 |  |  | ACTV | 2013-11-20 | DZIWULS2 | 2012-02-22 | KAMINSKK | 2013-11-20 | M | E_PUMP
10004279 | PUMP 1, BACKWASH | E-S-C08-F-ETP-TRTRY-SFLTR | 80247 | [8 empty] | IE000000000010004279 | SAND FILTERS | 14052 |  |  |  | 0000000000 |  |  |  | EN |  | 201 Mill Rd | ASEQ |  | X |  | 00:00:00 | [11 empty] | 2003 | F08 | 2003 | TANK | 1831010 | FM03_100 | F08 | 10004323 |  | ACTV | 2015-01-09 | DZIWULS2 | 2012-02-22 | KAMINSKK | 2015-01-09 | M | E_PUMP
10004280 | PUMP 2, BACKWASH | E-S-C08-F-ETP-TRTRY-SFLTR | 80248 | [8 empty] | IE000000000010004280 | SAND FILTERS | 14052 |  |  |  | 0000000000 |  |  |  | EN |  | 201 Mill Rd | ASEQ |  | X |  | 00:00:00 | [11 empty] | 2003 | F08 | 2003 | TANK | 1831010 | FM03_100 | F08 | 10004324 |  | ACTV | 2015-01-09 | DZIWULS2 | 2012-02-22 | KAMINSKK | 2017-02-08 | M | E_PUMP
10004281 | PUMP 1, WASHWATER | E-S-C08-F-ETP-TRTRY-SFLTR | 80249 | [8 empty] | IE000000000010004281 | SAND FILTERS | 14052 |  |  |  | 0000000000 |  |  |  | EN |  | 201 Mill Rd | ASEQ |  | X |  | 00:00:00 | [9 empty] | 1EC 34-1 1969 CL.F |  | 2003 | F08 | 2003 | TANK | 1831010 | FM03_100 | F08 | 10004323 |  | ACTV | 2015-01-09 | DZIWULS2 | 2012-02-22 | KAMINSKK | 2015-01-09 | M | E_PUMP
10004282 | PUMP 2, WASHWATER | E-S-C08-F-ETP-TRTRY-SFLTR | 80250 | [8 empty] | IE000000000010004282 | SAND FILTERS | 14052 |  |  |  | 0000000000 |  |  |  | EN |  | 201 Mill Rd | ASEQ |  | X |  | 00:00:00 | [11 empty] | 2003 | F08 | 2003 | TANK | 1831010 | FM03_100 | F08 | 10004324 |  | ACTV | 2015-01-09 | DZIWULS2 | 2012-02-22 | KAMINSKK | 2015-01-09 | M | E_PUMP
10004291 | PUMP 1, SUMP, FILTER BACKWASH | E-S-C08-F-ETP-TRTRY-SFLTR | 80259 | [8 empty] | IE000000000010004291 | SAND FILTERS | 14052 |  |  |  | 0000000000 |  |  |  | EN |  | 201 Mill Rd | ASEQ |  | X |  | 00:00:00 | [11 empty] | 2003 | F08 | 2003 | TANK | 1831010 | FM03_100 | F08 | 10004323 |  | ACTV | 2015-01-09 | DZIWULS2 | 2012-02-22 | KAMINSKK | 2015-01-09 | M | E_PUMP
10004292 | PUMP 2, SUMP, FILTER BACKWASH | E-S-C08-F-ETP-TRTRY-SFLTR | 80260 | [8 empty] | IE000000000010004292 | SAND FILTERS | 14052 |  |  |  | 0000000000 |  |  |  | EN |  | 201 Mill Rd | ASEQ |  | X |  | 00:00:00 | [11 empty] | 2003 | F08 | 2003 | TANK | 1831010 | FM03_100 | F08 | 10004324 |  | ACTV | 2015-01-09 | DZIWULS2 | 2012-02-22 | KAMINSKK | 2015-01-09 | M | E_PUMP
10004293 | VALVE, CHECK, BACKWASH PUMP, 1 | E-S-C08-F-ETP-TRTRY-SFLTR | 80261 | [8 empty] | IE000000000010004293 | SAND FILTERS | 14052 |  |  |  | 0000000000 |  |  |  | EN |  | 201 Mill Rd | ASEQ |  | X |  | 00:00:00 | [11 empty] | 2003 | F08 | 2003 | TANK | 1831010 | FM03_100 | F08 | 10004323 |  | ACTV | 2015-01-09 | DZIWULS2 | 2012-02-22 | KAMINSKK | 2015-01-09 | M | E_PUMP
10070898 | VALVE, CHECK, BACKWASH PUMP, 2 | E-S-C08-F-ETP-TRTRY-SFLTR | 80261 | [8 empty] | IE000000000010070898 | SAND FILTERS | 14052 |  |  |  | 0000000000 |  |  |  | EN |  | 201 Mill Rd | ASEQ |  | X |  | 00:00:00 | [11 empty] | 2003 | F08 | 2003 | TANK | 1831010 | FM03_100 | F08 | 10004324 |  | ACTV | 2011-01-01 | KAMINSKK | 2015-01-09 |  |  | M | E_PUMP
10004207 | PUMP, FIREMEN'S FIELD PS | E-S-C08-F-FMN-WETWL | 80141 | [8 empty] | IE000000000010004207 | FIREMAN'S PARK PS WET WELL | 14052 |  |  |  | 0000000000 |  |  |  | EN |  | Pine St | INST |  | X |  | 00:00:00 | [11 empty] | 2003 | F08 | 2003 | PUMP | 1831010 | FM03_100 | F08 |  |  | ACTV | 2011-01-01 | DZIWULS2 | 2012-02-22 | SWEETM | 2013-02-07 | M | E_PUMP
10069063 | PUMP 1, SUBMERSIBLE | E-S-C08-F-GNV-WETWL | [9 empty] | IE000000000010069063 | GENEVA PS WET WELL | 14052 |  |  |  | 0000000000 |  |  |  | EN |  | 14 Geneva Road | INST |  | X |  | 00:00:00 | [7 empty] | FLYGT | 3085.092 |  |  | 2003 | F08 | 2003 | PUMP | 1831010 | FM03_100 | F08 |  |  | ACTV | 2011-01-01 | ZYNDAK | 2013-07-24 | YUNGC | 2020-06-17 | M | E_PUMP
10069064 | PUMP, SUBMERSIBLE, SPARE | E-S-C08-F-GNV-WETWL | [9 empty] | IE000000000010069064 | GENEVA PS WET WELL | 14052 |  |  |  | 0000000000 |  |  |  | EN |  | 14 Geneva Road | INST |  | X |  | 00:00:00 | [7 empty] | FLYGT | 3085.092 | 1270037 |  | 2003 | F08 | 2003 | PUMP | 1831010 | FM03_100 | F08 |  |  | ACTV | 2011-01-01 | ZYNDAK | 2013-07-24 | KAMINSKK | 2014-02-11 | M | E_PUMP
10069360 | PUMP 2, SUBMERSIBLE | E-S-C08-F-GNV-WETWL | [9 empty] | IE000000000010069360 | GENEVA PS WET WELL | 14052 |  |  |  | 0000000000 |  |  |  | EN |  | 14 Geneva Road | INST |  | X |  | 00:00:00 | [7 empty] | FLYGT | 3085.092 | 1310097 |  | 2003 | F08 | 2003 | GENL | 1831010 | FM03_100 | F08 |  |  | ACTV | 2014-02-11 | KAMINSKK | 2014-02-11 | YUNGC | 2020-06-17 | M | E_PUMP
10004236 | PANEL, CONTROL, PUMP | E-S-C08-F-MLL-ELINS | 80201 | [8 empty] | IE000000000010004236 | MILL ST PS ELECTRICAL & INSTRUMENTATION | 14052 |  |  |  | 0000000000 |  |  |  | EN |  | 201 Mill | INST |  | X |  | 00:00:00 | [11 empty] | 2003 | F08 | 2003 | CONTROL | 1831010 | FM03_100 | F08 |  |  | ACTV | 2011-01-01 | DZIWULS2 | 2012-02-22 | SWEETM | 2013-02-07 | M | E_CONTROL
10004237 | PUMP 1, SUBMERSIBLE | E-S-C08-F-MLL-WETWL | 80202 | [8 empty] | IE000000000010004237 | MILL STREET PS WET WELL | 14052 |  |  |  | 0000000000 |  |  |  | EN |  | 201 Mill | INST |  | X |  | 00:00:00 | [7 empty] | FLYGT | 0031021850005 | 3102.185-1240012 |  | 2003 | F08 | 2003 | PUMP | 1831010 | FM03_100 | F08 |  |  | ACTV | 2011-01-01 | DZIWULS2 | 2012-02-22 | BROWNK | 2019-07-22 | M | E_PUMP
10004238 | PUMP 2, SUBMERSIBLE | E-S-C08-F-MLL-WETWL | 80203 | [8 empty] | IE000000000010004238 | MILL STREET PS WET WELL | 14052 |  |  |  | 0000000000 |  |  |  | EN |  | 201 Mill | INST |  | X |  | 00:00:00 | [7 empty] | FLYGT | 0031271814729 | 3102.185-1030430 |  | 2003 | F08 | 2003 | PUMP | 1831010 | FM03_100 | F08 |  |  | ACTV | 2011-01-01 | DZIWULS2 | 2012-02-22 | BROWNK | 2019-07-22 | M | E_PUMP
10004239 | PUMP, GAS, 4" | E-S-C08-F-MLL-WETWL | 80204 | [8 empty] | IE000000000010004239 | MILL STREET PS WET WELL | 14052 |  |  |  | 0000000000 |  |  |  | EN |  | 201 Mill | INST |  | X |  | 00:00:00 | [11 empty] | 2003 | F08 | 2003 | PUMP | 1831010 | FM03_100 | F08 |  |  | ACTV | 2011-01-01 | DZIWULS2 | 2012-02-22 | SWEETM | 2013-02-07 | M | E_PUMP
10004240 | PUMP, SUMP | E-S-C08-F-MLL-WETWL | 80205 | [8 empty] | IE000000000010004240 | MILL STREET PS WET WELL | 14052 |  |  |  | 0000000000 |  |  |  | EN |  | 201 Mill | INST |  | X |  | 00:00:00 | [11 empty] | 2003 | F08 | 2003 | PUMP | 1831010 | FM03_100 | F08 |  |  | ACTV | 2011-01-01 | DZIWULS2 | 2012-02-22 | SWEETM | 2013-02-07 | M | E_PUMP
10073914 | PUMP,SPARE,4", MILL ST | E-S-C08-F-MLL-XEQUP | [9 empty] | IE000000000010073914 | MILL STREET PS SPARE EQUIPMENT | 14052 |  |  |  | 0000000000 |  |  |  | EN |  | 201 Mill | INST |  | X |  | 00:00:00 |  |  | USD |  |  |  |  | FLYGT |  | 1840085 |  | 2003 | F08 | 2003 | PUMP | 1831010 | FM03_100 | F08 |  |  | ACTV | 2019-07-18 | PINTOM | 2018-10-04 | PINTOM | 2019-07-18 | M | E_PUMP
10004198 | PUMP 1, SUBMERSIBLE | E-S-C08-F-MPL-WETWL | 80121 | [8 empty] | IE000000000010004198 | MAPLE PS WET WELL | 14052 |  |  |  | 0000000000 |  |  |  | EN |  | 85 Maple Rd | INST |  | X |  | 00:00:00 | [7 empty] | MYERS | WG-30 |  |  | 2003 | F08 | 2003 | PUMP | 1831010 | FM03_100 | F08 |  |  | ACTV | 2011-01-01 | DZIWULS2 | 2012-02-22 | KAMINSKK | 2019-04-03 | M | E_PUMP
10004199 | PUMP 2, SUBMERSIBLE | E-S-C08-F-MPL-WETWL | 80122 | [8 empty] | IE000000000010004199 | MAPLE PS WET WELL | 14052 |  |  |  | 0000000000 |  |  |  | EN |  | 85 Maple Rd | INST |  | X |  | 00:00:00 | [7 empty] | MYERS | WG-30 |  |  | 2003 | F08 | 2003 | PUMP | 1831010 | FM03_100 | F08 |  |  | ACTV | 2011-01-01 | DZIWULS2 | 2012-02-22 | KAMINSKK | 2019-04-03 | M | E_PUMP
10079791 | PUMP, SPARE, MAPLE ST | E-S-C08-F-MPL-XEQUP | [9 empty] | IE000000000010079791 | MAPLE PS SPARE EQUIPMENT | 14052 |  |  |  | 0000000000 |  |  |  | EN |  | 85 Maple Rd | INST |  | X |  | 00:00:00 | [7 empty] | MYERS |  | 22588A |  | 2003 | F08 | 2003 | PUMP | 1831010 | FM03_100 | F08 |  |  | ACTV | 2019-07-18 | PINTOM | 2019-04-02 | PINTOM | 2019-07-18 | M | E_PUMP
10081063 | PUMP 1, SUBMERSIBLE, VS30-03, MAPLE | E-S-C08-F-MPL-XEQUP | [9 empty] | IE000000000010081063 | MAPLE PS SPARE EQUIPMENT | 14052 |  |  |  | 0000000000 |  |  |  | EN |  | 85 Maple Rd | INST |  | X |  | 00:00:00 |  |  | USD |  |  |  |  | PENTAIR/MYERS | VS30-03 | 010674669 |  | 2003 | F08 | 2003 | PUMP | 1831010 | FM03_100 | F08 |  |  | ACTV | 2020-12-21 | PINTOM | 2020-12-21 | PINTOM | 2020-12-21 | M | E_PUMP
10081064 | PUMP 2, SUBMERSIBLE, VS30-03, MAPLE | E-S-C08-F-MPL-XEQUP | [9 empty] | IE000000000010081064 | MAPLE PS SPARE EQUIPMENT | 14052 |  |  |  | 0000000000 |  |  |  | EN |  | 85 Maple Rd | INST |  | X |  | 00:00:00 |  |  | USD |  |  |  |  | PENTAIR/MYERS | VS30-03 | 010674671 |  | 2003 | F08 | 2003 | PUMP | 1831010 | FM03_100 | F08 |  |  | ACTV | 2020-12-21 | PINTOM | 2020-12-21 | PINTOM | 2020-12-21 | M | E_PUMP
10081065 | PUMP 3, SUBMERSIBLE, VS30-03, MAPLE | E-S-C08-F-MPL-XEQUP | [9 empty] | IE000000000010081065 | MAPLE PS SPARE EQUIPMENT | 14052 |  |  |  | 0000000000 |  |  |  | EN |  | 85 Maple Rd | INST |  | X |  | 00:00:00 |  |  | USD |  |  |  |  | PENTAIR/MYERS | VS30-03 | 010674670 |  | 2003 | F08 | 2003 | PUMP | 1831010 | FM03_100 | F08 |  |  | ACTV | 2020-12-21 | PINTOM | 2020-12-21 | PINTOM | 2020-12-21 | M | E_PUMP
10071629 | PUMP, SUBMERSIBLE, #1 | E-S-C08-F-RHL-WETWL-PUMP1 | [8 empty] | REED HILL PS | IE000000000010071629 | PUMP 1 | 14052 |  |  |  | 0000000000 |  |  |  | EN |  | 21 CREEKVIEW CT. | INST |  | X |  | 00:00:00 | [7 empty] | MEYERS | 4VEX200M4-43 |  |  | 2003 | F03 | 2003 | GENL | 1831010 | FM03_200 | F03 |  |  | ACTV | 2014-04-04 | CURRENTJ | 2015-06-17 | YUNGC | 2020-12-21 | M | E_PUMP
10068643 | PUMP, SUBMERSIBLE, #2 | E-S-C08-F-RHL-WETWL-PUMP2 | [8 empty] | REED HILL PS | IE000000000010068643 | PUMP 2 | 14052 |  |  |  | 0000000000 |  |  |  | EN |  | 21 CREEKVIEW CT. | INST |  | X |  | 00:00:00 | [7 empty] | MYERS | 4VEX200M4-43 | S00164376U |  | 2003 | F08 | 2003 | GENL | 1831010 | FM03_100 | F08 |  |  | ACTV | 2019-03-25 | ZYNDAK | 2013-01-28 | YUNGC | 2020-12-21 | M | E_PUMP
10071630 | PUMP, SPARE, REED HILL HEIGHTS | E-S-C08-F-RHL-XEQUP | [8 empty] | REED HILL PS | IE000000000010071630 | REED HILL PS SPARE EQUIPMENT | 14052 |  |  |  | 0000000000 |  |  |  | EN |  | 21 CREEKVIEW CT. | INST |  | X |  | 00:00:00 | [7 empty] | MEYERS | 4VEX200M4-43 | S00164378U |  | 2003 | F03 | 2003 | GENL | 1831010 | FM03_200 | F03 |  |  | ACTV | 2019-07-18 | CURRENTJ | 2015-06-17 | YUNGC | 2020-12-21 | M | E_PUMP
10005000 | MOTOR, CENTRIFUGE FEED PUMP | E-S-C08-X | SAP000670 | [8 empty] | IE000000000010005000 | Inactive/Scrap/Retired |  |  |  |  | 0000000000 |  |  |  | EN |  |  | INST |  | X |  | 00:00:00 | [7 empty] | SYNCROGEAR | PO1N340432F |  |  | 2003 |  | 2003 | GENL | 1831010 |  |  |  |  | ACTV | 2017-03-07 | DZIWULS2 | 2012-02-22 | KAMINSKK | 2017-03-07 | M | E_MOTOR
10005011 | MOTOR, CENTRIFUGE FEED PUMP 2 | E-S-C08-X | SAP000681 | [8 empty] | IE000000000010005011 | Inactive/Scrap/Retired |  |  |  |  | 0000000000 |  |  |  | EN |  |  | INST |  | X |  | 00:00:00 | [7 empty] | SYNCROGEAR |  | PO1N3140432F |  | 2003 |  | 2003 | GENL | 1831010 |  |  |  |  | ACTV | 2017-03-07 | DZIWULS2 | 2012-02-22 | KAMINSKK | 2017-03-07 | M | E_MOTOR
10000253 | PUMP 1 | E-S-N01-F-BCL-DRYWL | 1-35111 | [8 empty] | IE000000000010000253 | BORDEN/CLINTON PS DRY WELL | 14224 |  |  |  | 0000000000 |  |  |  | EN |  | 145 Borden Rd | INST |  | X |  | 00:00:00 | [7 empty] | GORMAN RUPP | T6A3-B/WW 6X6 2SP | 1108947 |  | 2001 | F01 | 2001 | PUMP | 1811010 | FM01_100 | F01 |  |  | ACTV | 2011-01-01 | DZIWULS2 | 2012-02-22 | ZYNDAK | 2013-10-22 | M | E_PUMP
10000254 | PUMP 2 | E-S-N01-F-BCL-DRYWL | 1-35112 | [8 empty] | IE000000000010000254 | BORDEN/CLINTON PS DRY WELL | 14224 |  |  |  | 0000000000 |  |  |  | EN |  | 145 Borden Rd | INST |  | X |  | 00:00:00 | [7 empty] | GORMAN RUPP | T6A3-B/WW 6X6 2SP | 1108948 |  | 2001 | F01 | 2001 | PUMP | 1811010 | FM01_100 | F01 |  |  | ACTV | 2011-01-01 | DZIWULS2 | 2012-02-22 | ZYNDAK | 2013-10-22 | M | E_PUMP
10000255 | MOTOR, PUMP 1 | E-S-N01-F-BCL-DRYWL | 1-35121 | [8 empty] | IE000000000010000255 | BORDEN/CLINTON PS DRY WELL | 14224 |  |  |  | 0000000000 |  |  |  | EN |  | 145 Borden Rd | ASEQ |  | X |  | 00:00:00 | [8 empty] | 5385853C6C50 |  |  | 2001 | F01 | 2001 | MOTOR | 1811010 | FM01_100 | F01 | 10000253 |  | ACTV | 2013-03-12 | DZIWULS2 | 2012-02-22 | ZYNDAK | 2013-03-12 | M | E_MOTOR
10000256 | MOTOR, PUMP 2 | E-S-N01-F-BCL-DRYWL | 1-35122 | [8 empty] | IE000000000010000256 | BORDEN/CLINTON PS DRY WELL | 14224 |  |  |  | 0000000000 |  |  |  | EN |  | 145 Borden Rd | ASEQ |  | X |  | 00:00:00 | [8 empty] | 5385853C6C50 |  |  | 2001 | F01 | 2001 | MOTOR | 1811010 | FM01_100 | F01 | 10000254 |  | ACTV | 2013-03-12 | DZIWULS2 | 2012-02-22 | ZYNDAK | 2013-03-12 | M | E_MOTOR
10000273 | PANEL, ALARM, PUMP | E-S-N01-F-BCL-ELINS | 1-35802 | [8 empty] | IE000000000010000273 | BORDEN/CLINTON PS ELECTRIC/INSTRUMENT | 14224 |  |  |  | 0000000000 |  |  |  | EN |  | 145 Borden Rd | INST |  | X |  | 00:00:00 | [7 empty] | HATHWAY |  | 776994-001A |  | 2001 | F01 | 2001 | MONITOR | 1811010 | FM01_100 | F01 |  |  | ACTV | 2011-01-01 | DZIWULS2 | 2012-02-22 | SWEETM | 2013-02-07 | M | E_MONITOR
10000274 | PUMP CONTROL PANEL BREAKER | E-S-N01-F-BCL-ELINS | 1-35803 | [8 empty] | IE000000000010000274 | BORDEN/CLINTON PS ELECTRIC/INSTRUMENT | 14224 |  |  |  | 0000000000 |  |  |  | EN |  | 145 Borden Rd | INST |  | X |  | 00:00:00 | [7 empty] | SQUARE D |  |  |  | 2001 | F01 | 2001 | ELECTRIC | 1811010 | FM01_100 | F01 |  |  | ACTV | 2011-01-01 | DZIWULS2 | 2012-02-22 | SWEETM | 2013-02-07 | M | E_ELECTRIC
10000275 | PANEL, CONTROL, PUMP | E-S-N01-F-BCL-ELINS | 1-35804 | [8 empty] | IE000000000010000275 | BORDEN/CLINTON PS ELECTRIC/INSTRUMENT | 14224 |  |  |  | 0000000000 |  |  |  | EN |  | 145 Borden Rd | INST |  | X |  | 00:00:00 | [7 empty] | GORMANN RUPP |  | 96-1401-LE |  | 2001 | F01 | 2001 | CONTROL | 1811010 | FM01_100 | F01 |  |  | ACTV | 2011-01-01 | DZIWULS2 | 2012-02-22 | SWEETM | 2013-02-07 | M | E_CONTROL
10000252 | PUMP AROUND, 4" MALE | E-S-N01-F-BCL-PLUMB | 1-35050 | [8 empty] | IE000000000010000252 | BORDEN/CLINTON PS PLUMBING | 14224 |  |  |  | 0000000000 |  |  |  | EN |  | 145 Borden Rd | INST |  | X |  | 00:00:00 | [11 empty] | 2001 | F01 | 2001 | PLUMBING | 1811010 | FM01_100 | F01 |  |  | ACTV | 2011-01-01 | DZIWULS2 | 2012-02-22 | SWEETM | 2013-02-07 | M | E_PLUMBING
10063242 | PUMP, GRINDER, E-ONE, #2 | E-S-N01-F-BTH-WETWL | 401G010A | [8 empty] | IE000000000010063242 | BOAT HOUSE WET WELL | 14202 |  |  |  | 0000000000 |  |  |  | EN |  | 40 Porter Ave | INST |  | X |  | 00:00:00 | [8 empty] | EXTREME SERIES AMGP | WH355019 |  | 2001 | F01 | 2001 | GRINDER | 1811010 | FM01_100 | F01 |  |  | ACTV | 2022-11-30 | DZIWULS2 | 2012-03-02 | PHILLIPP | 2022-11-30 | M | E_GRINDER | WH355019
10000143 | PUMP 2 | E-S-N01-F-CAY-DRYWL | 1-33112 | [8 empty] | IE000000000010000143 | CAYUGA PS DRY WELL | 14227 |  |  |  | 0000000000 |  |  |  | EN |  | 707C Cayuga Creek Rd | INST |  | X |  | 00:00:00 | [7 empty] | ITT A-C PUMP | 250 | 02 |  | 2001 | F01 | 2001 | PUMP | 1811010 | FM01_100 | F01 |  |  | ACTV | 2011-01-01 | DZIWULS2 | 2012-02-22 | PINTOM | 2019-04-12 | M | E_PUMP
10000144 | PUMP 1 | E-S-N01-F-CAY-DRYWL | 1-33113 | [8 empty] | IE000000000010000144 | CAYUGA PS DRY WELL | 14227 |  |  |  | 0000000000 |  |  |  | EN |  | 707C Cayuga Creek Rd | INST |  | X |  | 00:00:00 | [7 empty] | ITT A-C PUMP | 250 | 03 |  | 2001 | F01 | 2001 | PUMP | 1811010 | FM01_100 | F01 |  |  | ACTV | 2019-05-06 | DZIWULS2 | 2012-02-22 | PINTOM | 2019-05-06 | M | E_PUMP
10000145 | PUMP 3 | E-S-N01-F-CAY-DRYWL | 1-33114 | [8 empty] | IE000000000010000145 | CAYUGA PS DRY WELL | 14227 |  |  |  | 0000000000 |  |  |  | EN |  | 707C Cayuga Creek Rd | INST |  | X |  | 00:00:00 | [7 empty] | ITT A-C PUMP | 250 | 04 |  | 2001 | F01 | 2001 | PUMP | 1811010 | FM01_100 | F01 |  |  | ACTV | 2020-04-20 | DZIWULS2 | 2012-02-22 | PINTOM | 2020-04-20 | M | E_PUMP
10000146 | PUMP, SUMP | E-S-N01-F-CAY-DRYWL | 1-33115 | [8 empty] | IE000000000010000146 | CAYUGA PS DRY WELL | 14227 |  |  |  | 0000000000 |  |  |  | EN |  | 707C Cayuga Creek Rd | INST |  | X |  | 00:00:00 | [8 empty] | WHR-DS |  |  | 2001 | F01 | 2001 | PUMP | 1811010 | FM01_100 | F01 |  |  | ACTV | 2011-01-01 | DZIWULS2 | 2012-02-22 | SWEETM | 2013-02-07 | M | E_PUMP
10000147 | MOTOR, PUMP 1 | E-S-N01-F-CAY-DRYWL | 1-33121 | [8 empty] | IE000000000010000147 | CAYUGA PS DRY WELL | 14227 |  |  |  | 0000000000 |  |  |  | EN |  | 707C Cayuga Creek Rd | ASEQ |  | X |  | 00:00:00 | [7 empty] | U.S. ELECTRIC MOTORS | G82806 |  |  | 2001 | F01 | 2001 | MOTOR | 1811010 | FM01_100 | F01 | 10000144 |  | ACTV | 2019-05-06 | DZIWULS2 | 2012-02-22 | PINTOM | 2019-05-06 | M | E_MOTOR
10000148 | MOTOR, PUMP 2 | E-S-N01-F-CAY-DRYWL | 1-33122 | [8 empty] | IE000000000010000148 | CAYUGA PS DRY WELL | 14227 |  |  |  | 0000000000 |  |  |  | EN |  | 707C Cayuga Creek Rd | ASEQ |  | X |  | 00:00:00 | [7 empty] | US ELECTRIC MOTORS | G82806 |  |  | 2001 | F01 | 2001 | MOTOR | 1811010 | FM01_100 | F01 | 10000143 |  | ACTV | 2013-03-12 | DZIWULS2 | 2012-02-22 | ZYNDAK | 2013-03-12 | M | E_MOTOR
10000149 | MOTOR, PUMP 3 | E-S-N01-F-CAY-DRYWL | 1-33123 | [8 empty] | IE000000000010000149 | CAYUGA PS DRY WELL | 14227 |  |  |  | 0000000000 |  |  |  | EN |  | 707C Cayuga Creek Rd | ASEQ |  | X |  | 00:00:00 | [7 empty] | US ELECTRIC MOTOR | G82806 |  |  | 2001 | F01 | 2001 | MOTOR | 1811010 | FM01_100 | F01 | 10000145 |  | ACTV | 2020-04-20 | DZIWULS2 | 2012-02-22 | PINTOM | 2020-04-20 | M | E_MOTOR
10000150 | MOTOR, PUMP 4 | E-S-N01-F-CAY-DRYWL | 1-33124 | [8 empty] | IE000000000010000150 | CAYUGA PS DRY WELL | 14227 |  |  |  | 0000000000 |  |  |  | EN |  | 707C Cayuga Creek Rd | ASEQ |  | X |  | 00:00:00 | [7 empty] | US ELECTRIC MOTORS | H-05706 | Z12Z2890525R-8 |  | 2001 | F01 | 2001 | MOTOR | 1811010 | FM01_100 | F01 | 10079887 |  | ACTV | 2019-06-26 | DZIWULS2 | 2012-02-22 | PINTOM | 2019-06-26 | M | E_MOTOR
10000169 | PUMP 1, BOILER RECIRCULATION | E-S-N01-F-CAY-DRYWL | 1-33451 | [8 empty] | IE000000000010000169 | CAYUGA PS DRY WELL | 14227 |  |  |  | 0000000000 |  |  |  | EN |  | 707C Cayuga Creek Rd | INST |  | X |  | 00:00:00 | [7 empty] | BELL&GOSSETT | 2A 5.875 H | 2028815 K69 |  | 2001 | F01 | 2001 | PUMP | 1811010 | FM01_100 | F01 |  |  | ACTV | 2011-01-01 | DZIWULS2 | 2012-02-22 | SWEETM | 2013-02-07 | M | E_PUMP
10000170 | PUMP 2, BOILER RECIRCULATION | E-S-N01-F-CAY-DRYWL | 1-33452 | [8 empty] | IE000000000010000170 | CAYUGA PS DRY WELL | 14227 |  |  |  | 0000000000 |  |  |  | EN |  | 707C Cayuga Creek Rd | INST |  | X |  | 00:00:00 | [7 empty] | BELL&GOSSETT | 2A 5.875 H |  |  | 2001 | F01 | 2001 | PUMP | 1811010 | FM01_100 | F01 |  |  | ACTV | 2011-01-01 | DZIWULS2 | 2012-02-22 | SWEETM | 2013-02-07 | M | E_PUMP
10000171 | PUMP 3, DOMESTIC HOT WATER RECIRC. | E-S-N01-F-CAY-DRYWL | 1-33453 | [8 empty] | IE000000000010000171 | CAYUGA PS DRY WELL | 14227 |  |  |  | 0000000000 |  |  |  | EN |  | 707C Cayuga Creek Rd | INST |  | X |  | 00:00:00 | [7 empty] | BELL&GOSSETT | NBF-22 | 103252 |  | 2001 | F01 | 2001 | PUMP | 1811010 | FM01_100 | F01 |  |  | ACTV | 2011-01-01 | DZIWULS2 | 2012-02-22 | SWEETM | 2013-02-07 | M | E_PUMP
10004851 | PANEL, CONTROL, MAIN PUMP | E-S-N01-F-CAY-DRYWL | SAP000521 | [8 empty] | IE000000000010004851 | CAYUGA PS DRY WELL | 14227 |  |  |  | 0000000000 |  |  |  | EN |  | 707C Cayuga Creek Rd | INST |  | X |  | 00:00:00 | [11 empty] | 2001 | F01 | 2001 | CONTROL | 1811010 | FM01_100 | F01 |  |  | ACTV | 2011-01-01 | DZIWULS2 | 2012-02-22 | SWEETM | 2013-02-07 | M | E_CONTROL
10004854 | PANEL, CONTROL, SUMP PUMP | E-S-N01-F-CAY-DRYWL | SAP000524 | [8 empty] | IE000000000010004854 | CAYUGA PS DRY WELL | 14227 |  |  |  | 0000000000 |  |  |  | EN |  | 707C Cayuga Creek Rd | INST |  | X |  | 00:00:00 | [7 empty] | MYERS |  |  |  | 2001 | F01 | 2001 | CONTROL | 1811010 | FM01_100 | F01 |  |  | ACTV | 2011-01-01 | DZIWULS2 | 2012-02-22 | SWEETM | 2013-02-07 | M | E_CONTROL
10072817 | CHECK VALVE, PUMP 1 | E-S-N01-F-CAY-DRYWL | [9 empty] | IE000000000010072817 | CAYUGA PS DRY WELL | 14227 |  |  |  | 0000000000 |  |  |  | EN |  | 707C Cayuga Creek Rd | ASEQ |  | X |  | 00:00:00 | [8 empty] | GA #250D |  |  | 2001 | F01 | 2001 | VALVE | 1811010 | FM01_100 | F01 | 10000144 |  | ACTV | 2019-05-06 | PINTOM | 2017-05-31 | PINTOM | 2019-05-06 | M | E_VALVE
10072818 | CHECK VALVE, PUMP 2 | E-S-N01-F-CAY-DRYWL | [9 empty] | IE000000000010072818 | CAYUGA PS DRY WELL | 14227 |  |  |  | 0000000000 |  |  |  | EN |  | 707C Cayuga Creek Rd | ASEQ |  | X |  | 00:00:00 | [7 empty] | GA #250D |  |  |  | 2001 | F01 | 2001 | VALVE | 1811010 | FM01_100 | F01 | 10000143 |  | ACTV | 2017-05-31 | PINTOM | 2017-05-31 | PINTOM | 2017-05-31 | M | E_VALVE
10072819 | CHECK VALVE, PUMP 3 | E-S-N01-F-CAY-DRYWL | [9 empty] | IE000000000010072819 | CAYUGA PS DRY WELL | 14227 |  |  |  | 0000000000 |  |  |  | EN |  | 707C Cayuga Creek Rd | ASEQ |  | X |  | 00:00:00 | [8 empty] | GA #250D |  |  | 2001 | F01 | 2001 | VALVE | 1811010 | FM01_100 | F01 | 10000145 |  | ACTV | 2020-04-20 | PINTOM | 2017-05-31 | PINTOM | 2020-04-20 | M | E_VALVE
10072820 | CHECK VALVE, PUMP 4 | E-S-N01-F-CAY-DRYWL | [9 empty] | IE000000000010072820 | CAYUGA PS DRY WELL | 14227 |  |  |  | 0000000000 |  |  |  | EN |  | 707C Cayuga Creek Rd | ASEQ |  | X |  | 00:00:00 | [7 empty] | GA #250D |  |  |  | 2001 | F01 | 2001 | VALVE | 1811010 | FM01_100 | F01 | 10079887 |  | ACTV | 2019-06-26 | PINTOM | 2017-05-31 | PINTOM | 2019-06-26 | M | E_VALVE
10079887 | PUMP 4 | E-S-N01-F-CAY-DRYWL | [9 empty] | IE000000000010079887 | CAYUGA PS DRY WELL | 14227 |  |  |  | 0000000000 |  |  |  | EN |  | 707C Cayuga Creek Rd | INST |  | X |  | 00:00:00 |  |  | USD |  |  |  |  | FLYGT | 250 | 06 |  | 2001 | F01 | 2001 | PUMP | 1811010 | FM01_100 | F01 |  |  | ACTV | 2019-06-26 | PINTOM | 2019-06-25 | PINTOM | 2019-06-26 | M | E_PUMP
10000309 | PUMP 1, CHEMICAL, HYPOCHLORITE | E-S-N01-F-CAY-ORF | 1-37111 | [8 empty] | IE000000000010000309 | CAYUGA ORF | 14227 |  |  |  | 0000000000 |  |  |  | EN |  | 707C Cayuga Creek Rd | INST |  | X |  | 00:00:00 | [7 empty] | WATSON MARLOW | 634U |  |  | 2001 | F01 | 2001 | PUMP | 1811010 | FM01_100 | F01 |  |  | ACTV | 2011-01-01 | DZIWULS2 | 2012-02-22 | SWEETM | 2013-02-07 | M | E_PUMP
10000310 | PUMP 2, CHEMICAL, HYPOCHLORITE | E-S-N01-F-CAY-ORF | 1-37112 | [8 empty] | IE000000000010000310 | CAYUGA ORF | 14227 |  |  |  | 0000000000 |  |  |  | EN |  | 707C Cayuga Creek Rd | INST |  | X |  | 00:00:00 | [7 empty] | WATSON MARLOW | 634U |  |  | 2001 | F01 | 2001 | PUMP | 1811010 | FM01_100 | F01 |  |  | ACTV | 2011-01-01 | DZIWULS2 | 2012-02-22 | SWEETM | 2013-02-07 | M | E_PUMP
10000311 | PUMP 3, CHEMICAL, HYPOCHLORITE | E-S-N01-F-CAY-ORF | 1-37113 | [8 empty] | IE000000000010000311 | CAYUGA ORF | 14227 |  |  |  | 0000000000 |  |  |  | EN |  | 707C Cayuga Creek Rd | INST |  | X |  | 00:00:00 | [7 empty] | WATSON MARLOW | 624U |  |  | 2001 | F01 | 2001 | PUMP | 1811010 | FM01_100 | F01 |  |  | ACTV | 2011-01-01 | DZIWULS2 | 2012-02-22 | SWEETM | 2013-02-07 | M | E_PUMP
10000313 | PUMP 2, VERTICLE TURBINE | E-S-N01-F-CAY-ORF | 1-37115 | [8 empty] | IE000000000010000313 | CAYUGA ORF | 14227 |  |  |  | 0000000000 |  |  |  | EN |  | 707C Cayuga Creek Rd | INST |  | X |  | 00:00:00 | [7 empty] | FLOWAY | TYPE 11JKH | 22061-1-2 |  | 2001 | F01 | 2001 | PUMP | 1811010 | FM01_100 | F01 |  |  | ACTV | 2011-01-01 | DZIWULS2 | 2012-02-22 | LALLIR | 2016-05-20 | M | E_PUMP
10000314 | MOTOR, ORF, PUMP 1 | E-S-N01-F-CAY-ORF | 1-37121 | [8 empty] | IE000000000010000314 | CAYUGA ORF | 14227 |  |  |  | 0000000000 |  |  |  | EN |  | 707C Cayuga Creek Rd | ASEQ |  | X |  | 00:00:00 | [11 empty] | 2001 | F01 | 2001 | MOTOR | 1811010 | FM01_100 | F01 | 10081572 |  | ACTV | 2022-05-31 | DZIWULS2 | 2012-02-22 | PINTOM | 2022-05-31 | M | E_MOTOR
10000315 | MOTOR, ORF, PUMP 2 | E-S-N01-F-CAY-ORF | 1-37122 | [8 empty] | IE000000000010000315 | CAYUGA ORF | 14227 |  |  |  | 0000000000 |  |  |  | EN |  | 707C Cayuga Creek Rd | ASEQ |  | X |  | 00:00:00 | [11 empty] | 2001 | F01 | 2001 | MOTOR | 1811010 | FM01_100 | F01 | 10000313 |  | ACTV | 2013-09-19 | DZIWULS2 | 2012-02-22 | ZYNDAK | 2013-09-19 | M | E_MOTOR
10000326 | WASHDOWN PUMPING AND PIPING | E-S-N01-F-CAY-ORF | 1-37700 | [8 empty] | IE000000000010000326 | CAYUGA ORF | 14227 |  |  |  | 0000000000 |  |  |  | EN |  | 707C Cayuga Creek Rd | INST |  | X |  | 00:00:00 | [7 empty] | ELK HART |  |  |  | 2001 | F01 | 2001 | PLUMBING | 1811010 | FM01_100 | F01 |  |  | ACTV | 2011-01-01 | DZIWULS2 | 2012-02-22 | LALLIR | 2020-01-16 | M | E_PLUMBING
10000328 | PUMP 1, WASHDOWN | E-S-N01-F-CAY-ORF | 1-37702 | [8 empty] | IE000000000010000328 | CAYUGA ORF | 14227 |  |  |  | 0000000000 |  |  |  | EN |  | 707C Cayuga Creek Rd | INST |  | X |  | 00:00:00 | [7 empty] | MYERS | WG50 |  |  | 2001 | F01 | 2001 | PUMP | 1811010 | FM01_100 | F01 |  |  | ACTV | 2011-01-01 | DZIWULS2 | 2012-02-22 | ZYNDAK | 2013-10-22 | M | E_PUMP
10000329 | PUMP 2, WASHDOWN | E-S-N01-F-CAY-ORF | 1-37703 | [8 empty] | IE000000000010000329 | CAYUGA ORF | 14227 |  |  |  | 0000000000 |  |  |  | EN |  | 707C Cayuga Creek Rd | INST |  | X |  | 00:00:00 | [7 empty] | MYERS | WG50 |  |  | 2001 | F01 | 2001 | PUMP | 1811010 | FM01_100 | F01 |  |  | ACTV | 2011-01-01 | DZIWULS2 | 2012-02-22 | ZYNDAK | 2013-10-22 | M | E_PUMP
10000335 | VENTILATOR, BOOSTER PUMP RM | E-S-N01-F-CAY-ORF | 1-37804 | [8 empty] | IE000000000010000335 | CAYUGA ORF | 14227 |  |  |  | 0000000000 |  |  |  | EN |  | 707C Cayuga Creek Rd | INST |  | X |  | 00:00:00 | [7 empty] | CARNES | VEBK21P1G1NA20SPC1 | 109992 002 |  | 2001 | F01 | 2001 | HVAC | 1811010 | FM01_100 | F01 |  |  | ACTV | 2011-01-01 | DZIWULS2 | 2012-02-22 | SWEETM | 2013-02-07 | M | E_HVAC
10004849 | PUMP, SUMP, HYPO ROOM | E-S-N01-F-CAY-ORF | SAP000519 | [8 empty] | IE000000000010004849 | CAYUGA ORF | 14227 |  |  |  | 0000000000 |  |  |  | EN |  | 707C Cayuga Creek Rd | INST |  | X |  | 00:00:00 | [7 empty] | BOULAY FABRICATION |  |  |  | 2001 | F01 | 2001 | PUMP | 1811010 | FM01_100 | F01 |  |  | ACTV | 2020-11-09 | DZIWULS2 | 2012-02-22 | LALLIR | 2020-11-09 | M | E_PUMP
10004853 | PANEL, CONTROL, ORF WASHDOWN PUMP | E-S-N01-F-CAY-ORF | SAP000523 | [8 empty] | IE000000000010004853 | CAYUGA ORF | 14227 |  |  |  | 0000000000 |  |  |  | EN |  | 707C Cayuga Creek Rd | INST |  | X |  | 00:00:00 | [7 empty] | SAFTRONICS | EZ6-160-4LXZ1 | 145684 |  | 2001 | F01 | 2001 | CONTROL | 1811010 | FM01_100 | F01 |  |  | ACTV | 2011-01-01 | DZIWULS2 | 2012-02-22 | SWEETM | 2013-02-07 | M | E_CONTROL
10004855 | PANEL, CONTROL, CREEK PUMPS | E-S-N01-F-CAY-ORF | SAP000525 | [8 empty] | IE000000000010004855 | CAYUGA ORF | 14227 |  |  |  | 0000000000 |  |  |  | EN |  | 707C Cayuga Creek Rd | INST |  | X |  | 00:00:00 | [7 empty] | MYERS | QGNC-75-43DW048 |  |  | 2001 | F01 | 2001 | CONTROL | 1811010 | FM01_100 | F01 |  |  | ACTV | 2011-01-01 | DZIWULS2 | 2012-02-22 | SWEETM | 2013-02-07 | M | E_CONTROL
10081572 | PUMP, VERTICAL TURBINE | E-S-N01-F-CAY-ORF | [9 empty] | IE000000000010081572 | CAYUGA ORF | 14227 |  |  |  | 0000000000 |  |  |  | EN |  | 707C Cayuga Creek Rd | INST |  | X |  | 00:00:00 |  |  | USD |  |  |  |  | FLOWAY | 11H | 87103-1-1 |  | 2001 | F01 | 2001 | PUMP | 1811010 | FM01_100 | F01 |  |  | ACTV | 2022-05-26 | PINTOM | 2022-05-26 |  |  | M | E_PUMP
10000142 | PUMP, SPARE, CAYUGA PS | E-S-N01-F-CAY-XEQUP | 1-33111 | [8 empty] | IE000000000010000142 | CAYUGA PS/ORF SPARE EQUIPMENT | 14227 |  |  |  | 0000000000 |  |  |  | EN |  | 707C Cayuga Creek Rd | INST |  | X |  | 00:00:00 | [7 empty] | ITT A-C PUMP | 250 | 01 |  | 2001 | F01 | 2001 | PUMP | 1811010 | FM01_100 | F01 |  |  | ACTV | 2019-06-25 | DZIWULS2 | 2012-02-22 | PINTOM | 2019-06-25 | M | E_PUMP
10074139 | PUMP, SPARE, CAYUGA PS | E-S-N01-F-CAY-XEQUP |  |  |  | 200099-01BKPO | [5 empty] | IE000000000010074139 | CAYUGA PS/ORF SPARE EQUIPMENT | 14227 |  |  |  | 0000000000 |  |  |  | EN |  | 707C Cayuga Creek Rd | INST |  | X |  | 00:00:00 |  |  | USD |  |  |  |  | FLYGT | 250 | 05 |  | 2001 | F01 | 2001 | PUMP | 1811010 | FM01_100 | F01 |  |  | ACTV | 2020-04-20 | PINTOM | 2019-02-12 | PINTOM | 2020-04-20 | M | E_PUMP
10004888 | PANEL, CONTROL, PUMP | E-S-N01-F-CTR-ELINS | SAP000558 | [8 empty] | IE000000000010004888 | CLINTON/TRANSIT PS ELECTRIC/INSTRUMENT | 14224 |  |  |  | 0000000000 |  |  |  | EN |  | 5025 Clinton | INST |  | X |  | 00:00:00 | [7 empty] | ITT FLYGT |  |  |  | 2001 | F01 | 2001 | CONTROL | 1811010 | FM01_100 | F01 |  |  | ACTV | 2011-01-01 | DZIWULS2 | 2012-02-22 | SWEETM | 2013-02-07 | M | E_CONTROL
10004895 | PANEL, ALARM, PUMP | E-S-N01-F-CTR-ELINS | SAP000565 | [8 empty] | IE000000000010004895 | CLINTON/TRANSIT PS ELECTRIC/INSTRUMENT | 14224 |  |  |  | 0000000000 |  |  |  | EN |  | 5025 Clinton | INST |  | X |  | 00:00:00 | [7 empty] | HATHAWAY | BETALARM 3 | 776994-0018 |  | 2001 | F01 | 2001 | MONITOR | 1811010 | FM01_100 | F01 |  |  | ACTV | 2011-01-01 | DZIWULS2 | 2012-02-22 | SWEETM | 2013-02-07 | M | E_MONITOR
10000290 | PUMP AROUND, 4" MALE | E-S-N01-F-CTR-PLUMB | 1-36050 | [8 empty] | IE000000000010000290 | CLINTON/TRANSIT PS PLUMBING | 14224 |  |  |  | 0000000000 |  |  |  | EN |  | 5025 Clinton | INST |  | X |  | 00:00:00 | [11 empty] | 2001 | F01 | 2001 | PLUMBING | 1811010 | FM01_100 | F01 |  |  | ACTV | 2011-01-01 | DZIWULS2 | 2012-02-22 | SWEETM | 2013-02-07 | M | E_PLUMBING
10080841 | PUMP 1 | E-S-N01-F-CTR-WETWL | [9 empty] | IE000000000010080841 | CLINTON/TRANSIT PS WET WELL | 14224 |  |  |  | 0000000000 |  |  |  | EN |  | 5025 Clinton | INST |  | X |  | 00:00:00 |  |  | USD |  |  |  |  | FLYGT | NP-3127.060 | 3127.060-2030321 |  | 2001 | F01 | 2001 | PUMP | 1811010 | FM01_100 | F01 |  |  | ACTV | 2020-07-20 | PINTOM | 2020-07-20 | KAMINSKK | 2020-07-21 | M | E_PUMP
10080842 | PUMP 2 | E-S-N01-F-CTR-WETWL |  |  |  | 3127.060-2030344 | [5 empty] | IE000000000010080842 | CLINTON/TRANSIT PS WET WELL | 14224 |  |  |  | 0000000000 |  |  |  | EN |  | 5025 Clinton | INST |  | X |  | 00:00:00 |  |  | USD |  |  |  |  | FLYGT | NP-3127.060 |  |  | 2001 | F01 | 2001 | PUMP | 1811010 | FM01_100 | F01 |  |  | ACTV | 2020-07-20 | PINTOM | 2020-07-20 | KAMINSKK | 2020-07-21 | M | E_PUMP
10080843 | PUMP, SPARE | E-S-N01-F-CTR-XEQUP | [9 empty] | IE000000000010080843 | CLINTON/TRANSIT PS SPARE EQUIPMENT | 14224 |  |  |  | 0000000000 |  |  |  | EN |  | 5025 Clinton | INST |  | X |  | 00:00:00 |  |  | USD |  |  |  |  | FLYGT | NP-3127.060 | 3127.060-2030144 |  | 2001 | F01 | 2001 | PUMP | 1811010 | FM01_100 | F01 |  |  | ACTV | 2020-07-20 | PINTOM | 2020-07-20 | KAMINSKK | 2020-07-21 | M | E_PUMP
10000185 | PUMP 6 | E-S-N01-F-IPP-DRYWL | 1-34111 | [8 empty] | IE000000000010000185 | INDUSTRIAL PARK PS DRY WELL | 14227 |  |  |  | 0000000000 |  |  |  | EN |  | 211 Industrial Parkway | INST |  | X |  | 00:00:00 | [7 empty] | ITT A/C | NSYV 250 | 01 |  | 2001 | F01 | 2001 | PUMP | 1811010 | FM01_100 | F01 |  |  | ACTV | 2020-02-14 | DZIWULS2 | 2012-02-22 | PINTOM | 2020-02-14 | M | E_PUMP
10000187 | PUMP 3 | E-S-N01-F-IPP-DRYWL | 1-34113 | [8 empty] | IE000000000010000187 | INDUSTRIAL PARK PS DRY WELL | 14227 |  |  |  | 0000000000 |  |  |  | EN |  | 211 Industrial Parkway | INST |  | X |  | 00:00:00 | [7 empty] | ITT A/C | NSYV 250 | 03 |  | 2001 | F01 | 2001 | PUMP | 1811010 | FM01_100 | F01 |  |  | ACTV | 2011-01-01 | DZIWULS2 | 2012-02-22 | PINTOM | 2018-04-23 | M | E_PUMP
10000189 | PUMP 1 | E-S-N01-F-IPP-DRYWL | 1-34115 | [8 empty] | IE000000000010000189 | INDUSTRIAL PARK PS DRY WELL | 14227 |  |  |  | 0000000000 |  |  |  | EN |  | 211 Industrial Parkway | INST |  | X |  | 00:00:00 | [7 empty] | ITT A/C | NSYV 250 | 05 |  | 2001 | F01 | 2001 | PUMP | 1811010 | FM01_100 | F01 |  |  | ACTV | 2019-07-24 | DZIWULS2 | 2012-02-22 | PINTOM | 2019-07-24 | M | E_PUMP
10000190 | PUMP 4 | E-S-N01-F-IPP-DRYWL | 1-34116 | [8 empty] | IE000000000010000190 | INDUSTRIAL PARK PS DRY WELL | 14227 |  |  |  | 0000000000 |  |  |  | EN |  | 211 Industrial Parkway | INST |  | X |  | 00:00:00 | [7 empty] | ITT A/C | NSYV 250 | 07 |  | 2001 | F01 | 2001 | PUMP | 1811010 | FM01_100 | F01 |  |  | ACTV | 2022-02-22 | DZIWULS2 | 2012-02-22 | PINTOM | 2022-02-22 | M | E_PUMP
10000191 | PUMP 1, SUMP, WEST | E-S-N01-F-IPP-DRYWL | 1-34117 | [8 empty] | IE000000000010000191 | INDUSTRIAL PARK PS DRY WELL | 14227 |  |  |  | 0000000000 |  |  |  | EN |  | 211 Industrial Parkway | INST |  | X |  | 00:00:00 | [8 empty] | WHR-DS | 2", 1HP, 150 GPM |  | 2001 | F01 | 2001 | PUMP | 1811010 | FM01_100 | F01 |  |  | ACTV | 2011-01-01 | DZIWULS2 | 2012-02-22 | SWEETM | 2013-02-07 | M | E_PUMP
10000192 | PUMP 2, SUMP, EAST | E-S-N01-F-IPP-DRYWL | 1-34118 | [8 empty] | IE000000000010000192 | INDUSTRIAL PARK PS DRY WELL | 14227 |  |  |  | 0000000000 |  |  |  | EN |  | 211 Industrial Parkway | INST |  | X |  | 00:00:00 | [8 empty] | WHR-DS | 2", 1HP, 150 GPM |  | 2001 | F01 | 2001 | PUMP | 1811010 | FM01_100 | F01 |  |  | ACTV | 2011-01-01 | DZIWULS2 | 2012-02-22 | SWEETM | 2013-02-07 | M | E_PUMP
10000193 | MOTOR, PUMP 1 | E-S-N01-F-IPP-DRYWL | 1-34121 | [8 empty] | IE000000000010000193 | INDUSTRIAL PARK PS DRY WELL | 14227 |  |  |  | 0000000000 |  |  |  | EN |  | 211 Industrial Parkway | ASEQ |  | X |  | 00:00:00 | [7 empty] | US ELECTRICAL MOTORS | G82806 |  |  | 2001 | F01 | 2001 | MOTOR | 1811010 | FM01_100 | F01 | 10000189 |  | ACTV | 2019-07-24 | DZIWULS2 | 2012-02-22 | PINTOM | 2019-07-24 | M | E_MOTOR
10000194 | MOTOR, PUMP 2 | E-S-N01-F-IPP-DRYWL | 1-34122 | [8 empty] | IE000000000010000194 | INDUSTRIAL PARK PS DRY WELL | 14227 |  |  |  | 0000000000 |  |  |  | EN |  | 211 Industrial Parkway | ASEQ |  | X |  | 00:00:00 | [7 empty] | US ELECTRIC MOTOR |  | 212Z2890525R-2 |  | 2001 | F01 | 2001 | MOTOR | 1811010 | FM01_100 | F01 | 10072893 |  | ACTV | 2017-07-12 | DZIWULS2 | 2012-02-22 | PINTOM | 2017-07-12 | M | E_MOTOR
10000195 | MOTOR, PUMP 3 | E-S-N01-F-IPP-DRYWL | 1-34123 | [8 empty] | IE000000000010000195 | INDUSTRIAL PARK PS DRY WELL | 14227 |  |  |  | 0000000000 |  |  |  | EN |  | 211 Industrial Parkway | ASEQ |  | X |  | 00:00:00 | [7 empty] | US ELECTRIC PUMPS |  |  |  | 2001 | F01 | 2001 | MOTOR | 1811010 | FM01_100 | F01 | 10000187 |  | ACTV | 2013-03-12 | DZIWULS2 | 2012-02-22 | ZYNDAK | 2013-03-12 | M | E_MOTOR
10000196 | MOTOR, PUMP 4 | E-S-N01-F-IPP-DRYWL | 1-34124 | [8 empty] | IE000000000010000196 | INDUSTRIAL PARK PS DRY WELL | 14227 |  |  |  | 0000000000 |  |  |  | EN |  | 211 Industrial Parkway | ASEQ |  | X |  | 00:00:00 | [8 empty] | H-05706 | 212Z2890525R-4 |  | 2001 | F01 | 2001 | MOTOR | 1811010 | FM01_100 | F01 | 10000190 |  | ACTV | 2022-02-22 | DZIWULS2 | 2012-02-22 | PINTOM | 2022-02-22 | M | E_MOTOR
10000197 | MOTOR, PUMP 5 | E-S-N01-F-IPP-DRYWL | 1-34125 | [8 empty] | IE000000000010000197 | INDUSTRIAL PARK PS DRY WELL | 14227 |  |  |  | 0000000000 |  |  |  | EN |  | 211 Industrial Parkway | ASEQ |  | X |  | 00:00:00 | [7 empty] | US ELECTRIC PUMP |  |  |  | 2001 | F01 | 2001 | MOTOR | 1811010 | FM01_100 | F01 | 10073626 |  | ACTV | 2020-08-03 | DZIWULS2 | 2012-02-22 | PINTOM | 2020-08-03 | M | E_MOTOR
10000198 | MOTOR, PUMP 6 | E-S-N01-F-IPP-DRYWL | 1-34126 | [8 empty] | IE000000000010000198 | INDUSTRIAL PARK PS DRY WELL | 14227 |  |  |  | 0000000000 |  |  |  | EN |  | 211 Industrial Parkway | ASEQ |  | X |  | 00:00:00 | [7 empty] | US ELECTRIC PUMP | H-05706 |  |  | 2001 | F01 | 2001 | MOTOR | 1811010 | FM01_100 | F01 | 10000185 |  | ACTV | 2020-06-22 | DZIWULS2 | 2012-02-22 | PINTOM | 2020-06-22 | M | E_MOTOR
10072893 | PUMP 2 | E-S-N01-F-IPP-DRYWL | [9 empty] | IE000000000010072893 | INDUSTRIAL PARK PS DRY WELL | 14227 |  |  |  | 0000000000 |  |  |  | EN |  | 211 Industrial Parkway | INST |  | X |  | 00:00:00 | [7 empty] | ITT A/C | NSYV 250 | 02 |  | 2001 | F01 | 2001 | PUMP | 1811010 | FM01_100 | F01 |  |  | ACTV | 2017-07-12 | PINTOM | 2017-07-12 | PINTOM | 2018-04-23 | M | E_PUMP
10073626 | PUMP 5 | E-S-N01-F-IPP-DRYWL | [9 empty] | IE000000000010073626 | INDUSTRIAL PARK PS DRY WELL | 14227 |  |  |  | 0000000000 |  |  |  | EN |  | 211 Industrial Parkway | INST |  | X |  | 00:00:00 | [7 empty] | ITT A/C | NSYV 250 | 08 |  | 2001 | F01 | 2001 | PUMP | 1811010 | FM01_100 | F01 |  |  | ACTV | 2020-08-03 | PINTOM | 2018-04-23 | PINTOM | 2020-08-03 | M | E_PUMP
10005171 | SUMP PUMP CONTROL PANEL | E-S-N01-F-IPP-ELINS | SAP000841 | [8 empty] | IE000000000010005171 | INDUSTRIAL PARK PS ELECTRIC/INSTRUMENT | 14227 |  |  |  | 0000000000 |  |  |  | EN |  | 211 Industrial Parkway | INST |  | X |  | 00:00:00 | [7 empty] | MYERS |  |  |  | 2001 | F01 | 2001 | ELECTRIC | 1811010 | FM01_100 | F01 |  |  | ACTV | 2011-01-01 | DZIWULS2 | 2012-02-22 | SWEETM | 2013-02-07 | M | E_ELECTRIC
10000188 | PUMP IPP | E-S-N01-F-IPP-XEQUP | 1-34114 | [8 empty] | IE000000000010000188 | INDUSTRIAL PARK PS SPARE EQUIPMENT | 14227 |  |  |  | 0000000000 |  |  |  | EN |  | 211 Industrial Parkway | INST |  | X |  | 00:00:00 | [7 empty] | ITT A/C | NSYV 250 | 04 |  | 2001 | F01 | 2001 | PUMP | 1811010 | FM01_100 | F01 |  |  | ACTV | 2019-06-25 | DZIWULS2 | 2012-02-22 | PINTOM | 2019-06-25 | M | E_PUMP
10073627 | PUMP IPP | E-S-N01-F-IPP-XEQUP | [9 empty] | IE000000000010073627 | INDUSTRIAL PARK PS SPARE EQUIPMENT | 14227 |  |  |  | 0000000000 |  |  |  | EN |  | 211 Industrial Parkway | INST |  | X |  | 00:00:00 | [7 empty] | ITT A/C | NSYV 250 | 09 |  | 2001 | F01 | 2001 | PUMP | 1811010 | FM01_100 | F01 |  |  | ACTV | 2022-02-22 | PINTOM | 2018-04-23 | PINTOM | 2022-02-22 | M | E_PUMP
10069258 | PUMP , SPARE | E-S-N01-F-TVY-XEQUP | [9 empty] | IE000000000010069258 | TRANSIT VALLEY PS SPARE EQUIPMENT | 14051 |  |  |  | 0000000000 |  |  |  | EN |  | 6232 Gott Creek Trail | INST |  | X |  | 00:00:00 | [7 empty] | MYERS | 4VHX100M4-43 | X690038 |  | 2001 | F05 | 2001 | PUMP | 1811010 | FM01_100 | F05 |  |  | ACTV | 2020-02-04 | ZYNDAK | 2013-10-23 | PINTOM | 2020-02-04 | M | E_PUMP
10005816 | PANEL, CONTROL, PUMP | E-S-N01-F-UNN-ELINS | SAP001486 | [8 empty] | IE000000000010005816 | UNION RD PS ELECTRICAL/INSTRUMENTATION | 14225 |  |  |  | 0000000000 |  |  |  | EN |  | 4200 Union Road | INST |  | X |  | 00:00:00 | [7 empty] | FLYGT |  |  |  | 2001 | F01 | 2001 | CONTROL | 1811010 | FM01_100 | F01 |  |  | ACTV | 2011-01-01 | DZIWULS2 | 2012-02-22 | SWEETM | 2013-02-07 | M | E_CONTROL
10000340 | PUMP AROUND, 4" MALE | E-S-N01-F-UNN-VLVPT | 1-38050 | [8 empty] | IE000000000010000340 | UNION RD PS VALVE PIT | 14225 |  |  |  | 0000000000 |  |  |  | EN |  | 4200 Union Road | INST |  | X |  | 00:00:00 | [11 empty] | 2001 | F01 | 2001 | PLUMBING | 1811010 | FM01_100 | F01 |  |  | ACTV | 2013-09-19 | DZIWULS2 | 2012-02-22 | CURRENTJ | 2016-09-12 | M | E_PLUMBING
10000341 | PUMP 1, SUBMERSIBLE | E-S-N01-F-UNN-WETWL | 1-38111 | [8 empty] | IE000000000010000341 | UNION RD PS WET WELL | 14225 |  |  |  | 0000000000 |  |  |  | EN |  | 4200 Union Road | INST |  | X |  | 00:00:00 | [7 empty] | FLYGT | 3171.090-0374 | 3171.090-0520035 |  | 2001 | F01 | 2001 | PUMP | 1811010 | FM01_100 | F01 |  |  | ACTV | 2011-01-01 | DZIWULS2 | 2012-02-22 | ZYNDAK | 2013-10-23 | M | E_PUMP
10000342 | PUMP 2, SUBMERSIBLE | E-S-N01-F-UNN-WETWL | 1-38112 | [8 empty] | IE000000000010000342 | UNION RD PS WET WELL | 14225 |  |  |  | 0000000000 |  |  |  | EN |  | 4200 Union Road | INST |  | X |  | 00:00:00 | [7 empty] | FLYGT | 3171.090-0374 | 3171.090-0520035 |  | 2001 | F01 | 2001 | PUMP | 1811010 | FM01_100 | F01 |  |  | ACTV | 2011-01-01 | DZIWULS2 | 2012-02-22 | ZYNDAK | 2013-10-23 | M | E_PUMP
10005871 | PANEL, CONTROL, PUMP | E-S-N01-F-WDL-ELINS | SAP001541 | [8 empty] | IE000000000010005871 | WOODLANDS PS ELECTRIC/INSTRUMENTATION | 14043 |  |  |  | 0000000000 |  |  |  | EN |  | Como Park Blvd @ Marywood | INST |  | X |  | 00:00:00 | [7 empty] | FLUID KINETICS |  | 16413W |  | 2001 | F01 | 2001 | CONTROL | 1811010 | FM01_100 | F01 |  |  | ACTV | 2011-01-01 | DZIWULS2 | 2012-02-22 | SWEETM | 2013-02-07 | M | E_CONTROL
10000357 | PUMP AROUND, 4" MALE | E-S-N01-F-WDL-PLUMB | 1-39050 | [8 empty] | IE000000000010000357 | WOODLANDS PS PLUMBING | 14043 |  |  |  | 0000000000 |  |  |  | EN |  | Como Park Blvd @ Marywood | INST |  | X |  | 00:00:00 | [11 empty] | 2001 | F01 | 2001 | PLUMBING | 1811010 | FM01_100 | F01 |  |  | ACTV | 2012-09-24 | DZIWULS2 | 2012-02-22 | SWEETM | 2013-02-07 | M | E_PLUMBING
10000358 | PUMP 1, SUBMERSIBLE | E-S-N01-F-WDL-WETWL | 1-39111 | [8 empty] | IE000000000010000358 | WOODLANDS PS WET WELL | 14043 |  |  |  | 0000000000 |  |  |  | EN |  | Como Park Blvd @ Marywood | INST |  | X |  | 00:00:00 | [7 empty] | MYERS | 4VX15M6-21 | T-132744 |  | 2001 | F01 | 2001 | PUMP | 1811010 | FM01_100 | F01 |  |  | ACTV | 2011-01-01 | DZIWULS2 | 2012-02-22 | ZYNDAK | 2013-10-23 | M | E_PUMP
10069246 | PUMP 2, SUBMERSIBLE | E-S-N01-F-WDL-WETWL | [9 empty] | IE000000000010069246 | WOODLANDS PS WET WELL | 14043 |  |  |  | 0000000000 |  |  |  | EN |  | Como Park Blvd @ Marywood | INST |  | X |  | 00:00:00 | [7 empty] | MYERS | 4VX15M6-21 | X-689066 |  | 2001 | F01 | 2001 | PUMP | 1811010 | FM01_100 | F01 |  |  | ACTV | 2019-10-21 | ZYNDAK | 2013-10-22 | PINTOM | 2019-10-21 | M | E_PUMP
10080221 | PUMP, SPARE, WOODLANDS | E-S-N01-F-WDL-XEQUP | [9 empty] | IE000000000010080221 | WOODLANDS PS SPARE EQUIPMENT | 14043 |  |  |  | 0000000000 |  |  |  | EN |  | Como Park Blvd @ Marywood | INST |  | X |  | 00:00:00 |  |  | USD |  |  |  |  | MYERS | 4VX15M6-21 | 10626296 |  | 2001 | F01 | 2001 | PUMP | 1811010 | FM01_100 | F01 |  |  | ACTV | 2019-11-27 | PINTOM | 2019-11-25 | PINTOM | 2019-11-27 | M | E_PUMP
10002417 | PUMP , SPARE, WARNER RD | E-S-N01-R | 4-33111 |  |  | FK34.1-8142 | [5 empty] | IE000000000010002417 | Refurbishment & Spares |  |  |  |  | 0000000000 |  |  |  | EN |  |  | INST |  | X |  | 00:00:00 | [7 empty] | DAVIS EMU | FA25.93-430 | 255 185 |  | 2001 |  | 2001 | PUMP | 1811010 |  |  |  |  | ACTV | 2021-10-13 | DZIWULS2 | 2012-02-22 | PINTOM | 2021-10-13 | M | E_PUMP
10002631 | PUMP, ZOELLER | E-S-N01-R | 4-43111 | [8 empty] | IE000000000010002631 | Refurbishment & Spares |  |  |  |  | 0000000000 |  |  |  | EN |  |  | INST |  | X |  | 00:00:00 | [7 empty] | FLYGT | 3127.180-4091 | 3127.180-9930691 |  | 2001 |  | 2001 | PUMP | 1811010 |  |  |  |  | ACTV | 2018-01-24 | DZIWULS2 | 2012-02-22 | PINTOM | 2018-01-24 | M | E_PUMP
10002771 | PUMP, BRYANT STRATTON | E-S-N01-R | 5-32111 | [8 empty] | IE000000000010002771 | Refurbishment & Spares |  |  |  |  | 0000000000 |  |  |  | EN |  |  | INST |  | X |  | 00:00:00 | [7 empty] | GORMANN-RUPP | JS4J60-X27 460-3 | JS SERIES |  | 2001 |  | 2001 | PUMP | 1811010 |  |  |  |  | ACTV | 2016-11-02 | DZIWULS2 | 2012-02-22 | PINTOM | 2016-11-02 | M | E_PUMP
10002790 | PUMP , EASTERN HILLS | E-S-N01-R | 5-33111 | [8 empty] | IE000000000010002790 | Refurbishment & Spares |  |  |  |  | 0000000000 |  |  |  | EN |  |  | INST |  | X |  | 00:00:00 | [7 empty] | HYDROMATIC | S4MX1000JC | S5374 |  | 2001 |  | 2001 | PUMP | 1811010 |  |  |  |  | ACTV | 2015-09-30 | DZIWULS2 | 2012-02-22 | PINTOM | 2015-09-30 | M | E_PUMP
10002853 | PUMP, SPARE , CRP | E-S-N01-R | 5-37111 | [8 empty] | IE000000000010002853 | Refurbishment & Spares |  |  |  |  | 0000000000 |  |  |  | EN |  |  | INST |  | X |  | 00:00:00 | [7 empty] | BARNES | 4SE-944DS | C10096311-21 |  | 2001 |  | 2001 | PUMP | 1811010 |  |  |  |  | ACTV | 2018-06-11 | DZIWULS2 | 2012-02-22 | PINTOM | 2018-06-11 | M | E_PUMP
10002854 | PUMP, DEPEW CREEK/CRP | E-S-N01-R | 5-37112 |  |  | 105022 | [5 empty] | IE000000000010002854 | Refurbishment & Spares |  |  |  |  | 0000000000 |  |  |  | EN |  |  | INST |  | X |  | 00:00:00 | [7 empty] | BARNES | 4SE944DS | C10096311-1204 |  | 2001 |  | 2001 | PUMP | 1811010 |  |  |  |  | ACTV | 2018-04-12 | DZIWULS2 | 2012-02-22 | LALLIR | 2018-04-12 | M | E_PUMP
10002878 | PUMP 1, SUBMERSIBLE, PINEBREEZE PS | E-S-N01-R | 5-39111 | [8 empty] | IE000000000010002878 | Refurbishment & Spares |  |  |  |  | 0000000000 |  |  |  | EN |  |  | INST |  | X |  | 00:00:00 | [7 empty] | MYER | 4HX75M4-23 | X-690062 |  | 2001 |  | 2001 | PUMP | 1811010 |  |  |  |  | ACTV | 2014-10-16 | DZIWULS2 | 2012-02-22 | CURRENTJ | 2016-04-07 | M | E_PUMP
10063232 | PUMP , SPARE, HALL RD | E-S-N01-R | 100G001A | [8 empty] | IE000000000010063232 | Refurbishment & Spares |  |  |  |  | 0000000000 |  |  |  | EN |  |  | INST |  | X |  | 00:00:00 | [7 empty] | MYERS | WG50-21-25 | G42089 |  | 2001 |  | 2001 | PUMP | 1811010 |  |  |  |  | ACTV | 2018-10-16 | DZIWULS2 | 2012-03-02 | PINTOM | 2018-10-16 | M | E_PUMP
10063369 | PUMP, AURORA SOUTH | E-S-N01-R | [9 empty] | IE000000000010063369 | Refurbishment & Spares |  |  |  |  | 0000000000 |  |  |  | EN |  |  | INST |  | X |  | 00:00:00 | [7 empty] | ITT FLYGT | 3140.180-6159 | 3140.180-9980126 |  | 2001 |  | 2001 | PUMP | 1811010 |  |  |  |  | ACTV | 2013-09-30 | DZIWULS2 | 2012-03-02 | ZYNDAK | 2013-10-23 | M | E_PUMP
10069249 | PUMP, SPARE , CRP | E-S-N01-R |  |  |  | 105016 | [5 empty] | IE000000000010069249 | Refurbishment & Spares |  |  |  |  | 0000000000 |  |  |  | EN |  |  | INST |  | X |  | 00:00:00 | [7 empty] | BARNES | 4SE994L | C825657-0901 |  | 2001 |  | 2001 | PUMP | 1811010 |  |  |  |  | ACTV | 2018-06-11 | ZYNDAK | 2013-10-22 | PINTOM | 2018-06-11 | M | E_PUMP
10069250 | PUMP, SPARE, LOCH LEA | E-S-N01-R | [9 empty] | IE000000000010069250 | Refurbishment & Spares |  |  |  |  | 0000000000 |  |  |  | EN |  |  | INST |  | X |  | 00:00:00 | [7 empty] | MYERS | 4VX50M4-03 | X-889448 |  | 2001 |  | 2001 | PUMP | 1811010 |  |  |  |  | ACTV | 2011-01-01 | ZYNDAK | 2013-10-22 | PINTOM | 2018-03-12 | M | E_PUMP
10069255 | PUMP, OLD BOWMANSVILLE | E-S-N01-R |  |  |  | KORR FK34.1-6/29 | [5 empty] | IE000000000010069255 | Refurbishment & Spares |  |  |  |  | 0000000000 |  |  |  | EN |  |  | INST |  | X |  | 00:00:00 | [7 empty] | DAVIS EMU | FA20.98-4102 | 255 182 |  | 2001 |  | 2001 | PUMP | 1811010 |  |  |  |  | ACTV | 2011-01-01 | ZYNDAK | 2013-10-23 | ZYNDAK | 2013-10-23 | M | E_PUMP
10069256 | PUMP, OLD BOWMANSVILLE | E-S-N01-R |  |  |  | KORR FK34.1-6/29 | [5 empty] | IE000000000010069256 | Refurbishment & Spares |  |  |  |  | 0000000000 |  |  |  | EN |  |  | INST |  | X |  | 00:00:00 | [7 empty] | DAVIS EMU | FA20.98-4102 | 255 183 |  | 2001 |  | 2001 | PUMP | 1811010 |  |  |  |  | ACTV | 2011-01-01 | ZYNDAK | 2013-10-23 | ZYNDAK | 2013-10-23 | M | E_PUMP
10069257 | PUMP, UNION RD | E-S-N01-R | [9 empty] | IE000000000010069257 | Refurbishment & Spares |  |  |  |  | 0000000000 |  |  |  | EN |  |  | INST |  | X |  | 00:00:00 | [7 empty] | ITT FLYGT | 3171.090-0374 | 3171.090-0520036 |  | 2001 |  | 2001 | PUMP | 1811010 |  |  |  |  | ACTV | 2011-01-01 | ZYNDAK | 2013-10-23 | ZYNDAK | 2013-10-23 | M | E_PUMP
10069259 | PUMP, STAHLEY | E-S-N01-R | [9 empty] | IE000000000010069259 | Refurbishment & Spares |  |  |  |  | 0000000000 |  |  |  | EN |  |  | INST |  | X |  | 00:00:00 | [7 empty] | ITT FLYGT | 3152.091-1009 | 3152.091-0210020 |  | 2001 |  | 2001 | PUMP | 1811010 |  |  |  |  | ACTV | 2011-01-01 | ZYNDAK | 2013-10-23 |  |  | M | E_PUMP
10071669 | PUMP, GRINDER, HALL RD/BOAT HOUSE | E-S-N01-R | [9 empty] | IE000000000010071669 | Refurbishment & Spares |  |  |  |  | 0000000000 |  |  |  | EN |  |  | INST |  | X |  | 00:00:00 | [7 empty] | MYERS | WG-50 | 10275961 |  | 2001 |  | 2001 | PUMP | 1811010 | FM01_100 | F01 |  |  | ACTV | 2015-07-17 | PINTOM | 2015-07-17 | PINTOM | 2015-07-17 | M | E_PUMP
10072866 | PUMP, PLEASANTVIEW PS, #1 LOCATION | E-S-N01-R | [9 empty] | IE000000000010072866 | Refurbishment & Spares |  |  |  |  | 0000000000 |  |  |  | EN |  |  | INST |  | X |  | 00:00:00 | [8 empty] | B54326 | 10505906 |  | 2001 |  | 2001 | PUMP | 1811010 |  |  |  |  | ACTV | 2017-06-27 | PINTOM | 2017-06-27 |  |  | M | E_PUMP
10072920 | PUMP, SPARE, HASKELL | E-S-N01-R | [9 empty] | IE000000000010072920 | Refurbishment & Spares |  |  |  |  | 0000000000 |  |  |  | EN |  |  | INST |  | X |  | 00:00:00 |  |  | USD |  |  |  |  | XYLEM | 400 |  |  | 2001 |  | 2001 | PUMP | 1811010 |  |  |  |  | ACTV | 2017-08-31 | PINTOM | 2017-08-31 |  |  | M | E_PUMP
10073578 | PUMP, SPARE LOCH LEA | E-S-N01-R | [9 empty] | IE000000000010073578 | Refurbishment & Spares |  |  |  |  | 0000000000 |  |  |  | EN |  |  | INST |  | X |  | 00:00:00 |  |  | USD |  |  |  |  | PENTAIR/MYER | 4RX50M4-03 | 10542341 |  | 2001 |  | 2001 | PUMP | 1811010 |  |  |  |  | ACTV | 2018-03-01 | PINTOM | 2018-03-01 |  |  | M | E_PUMP
10079796 | PUMP, SPARE, CREEKWOOD MEADOWS | E-S-N01-R | [9 empty] | IE000000000010079796 | Refurbishment & Spares |  |  |  |  | 0000000000 |  |  |  | EN |  |  | INST |  | X |  | 00:00:00 | [7 empty] | FLYGT | 3153 |  |  | 2001 |  | 2001 | PUMP | 1811010 |  |  |  |  | ACTV | 2019-04-12 | PINTOM | 2019-04-12 | PINTOM | 2019-04-12 | M | E_PUMP
10002618 | PUMP, SPARE, HALL RD | E-S-N01-R-GDR-PUMP | 4-42111 | [8 empty] | IE000000000010002618 | GRINDER SPARE PUMPS |  |  |  |  | 0000000000 |  |  |  | EN |  |  | INST |  | X |  | 00:00:00 | [7 empty] | MYER | GX50 | T132578 |  | 2001 | F01 | 2001 | PUMP | 1811010 | FE01_100 | F01 |  |  | ACTV | 2017-10-13 | DZIWULS2 | 2012-02-22 | PINTOM | 2017-10-13 | M | E_PUMP
10063246 | PUMP, GRINDER, E-ONE | E-S-N01-R-GDR-PUMP | 401G014A | [8 empty] | IE000000000010063246 | GRINDER SPARE PUMPS |  |  |  |  | 0000000000 |  |  |  | EN |  |  | INST |  | X |  | 00:00:00 | [8 empty] | EXTREME SERIES AMGP | WH355062 |  | 2001 | F01 | 2001 | GRINDER | 1811010 | FE01_100 | F01 |  |  | ACTV | 2022-11-30 | DZIWULS2 | 2012-03-02 | PHILLIPP | 2022-11-30 | M | E_GRINDER | WH355062
10063252 | PUMP, GRINDER, E-ONE | E-S-N01-R-GDR-PUMP | 401G020A | [8 empty] | IE000000000010063252 | GRINDER SPARE PUMPS |  |  |  |  | 0000000000 |  |  |  | EN |  |  | INST |  | X |  | 00:00:00 | [8 empty] | EXTREME SERIES AMGP | WH355058 |  | 2001 | F01 | 2001 | GRINDER | 1811010 | FE01_100 | F01 |  |  | ACTV | 2022-11-30 | DZIWULS2 | 2012-03-02 | PHILLIPP | 2022-11-30 | M | E_GRINDER | WH355058
10063254 | PUMP, GRINDER, E-ONE | E-S-N01-R-GDR-PUMP | 401G022A | [8 empty] | IE000000000010063254 | GRINDER SPARE PUMPS |  |  |  |  | 0000000000 |  |  |  | EN |  |  | INST |  | X |  | 00:00:00 | [8 empty] | EXTREME SERIES AMGP | WH370517 |  | 2001 | F01 | 2001 | GRINDER | 1811010 | FE01_100 | F01 |  |  | ACTV | 2022-11-30 | DZIWULS2 | 2012-03-02 | PHILLIPP | 2022-11-30 | M | E_GRINDER | WH370517
10069173 | PUMP, GRINDER, E-ONE | E-S-N01-R-GDR-PUMP | [9 empty] | IE000000000010069173 | GRINDER SPARE PUMPS |  |  |  |  | 0000000000 |  |  |  | EN |  |  | INST |  | X |  | 00:00:00 | [8 empty] | EXTREME SERIES AMGP | WH355591 |  | 2001 | F01 | 2001 | GENL | 1811010 | FE01_100 | F01 |  |  | ACTV | 2022-11-30 | ZYNDAK | 2013-08-28 | PHILLIPP | 2022-11-30 | M | E_GRINDER | WH355591
10069175 | PUMP, GRINDER, E-ONE | E-S-N01-R-GDR-PUMP | [9 empty] | IE000000000010069175 | GRINDER SPARE PUMPS |  |  |  |  | 0000000000 |  |  |  | EN |  |  | INST |  | X |  | 00:00:00 | [8 empty] | EXTREME SERIES AMGP | WH355039 |  | 2001 | F01 | 2001 | GENL | 1811010 | FE01_100 | F01 |  |  | ACTV | 2022-11-30 | ZYNDAK | 2013-08-28 | PHILLIPP | 2022-11-30 | M | E_GRINDER | WH355039
10072286 | PUMP, GRINDER, E-ONE | E-S-N01-R-GDR-PUMP | [9 empty] | IE000000000010072286 | GRINDER SPARE PUMPS |  |  |  |  | 0000000000 |  |  |  | EN |  |  | INST |  | X |  | 00:00:00 | [8 empty] | EXTREME SERIES AMGP | WH565223 |  | 2001 | F01 | 2001 | GRINDER | 1811010 | FE01_100 | F01 |  |  | ACTV | 2022-11-30 | PINTOM | 2016-06-17 | PHILLIPP | 2022-11-30 | M | E_GRINDER | WH565223
10072287 | PUMP, GRINDER, E-ONE, #2 | E-S-N01-R-GDR-PUMP | [9 empty] | IE000000000010072287 | GRINDER SPARE PUMPS |  |  |  |  | 0000000000 |  |  |  | EN |  |  | INST |  | X |  | 00:00:00 | [8 empty] | EXTREME SERIES AMGP | WH565227 |  | 2001 | F01 | 2001 | GRINDER | 1811010 | FE01_100 | F01 |  |  | ACTV | 2022-11-30 | PINTOM | 2016-06-17 | PHILLIPP | 2022-11-30 | M | E_GRINDER | WH565227
10072870 | PUMP, GRINDER, E-ONE | E-S-N01-R-GDR-PUMP | [9 empty] | IE000000000010072870 | GRINDER SPARE PUMPS |  |  |  |  | 0000000000 |  |  |  | EN |  |  | INST |  | X |  | 00:00:00 | [8 empty] | EXTREME SERIES AMGP | WH567842 |  | 2001 | F01 | 2001 | GENL | 1811010 | FE01_100 | F01 |  |  | ACTV | 2022-11-30 | PINTOM | 2017-06-29 | PHILLIPP | 2022-11-30 | M | E_GRINDER | WH567842
10073140 | PUMP, GRINDER, E-ONE | E-S-N01-R-GDR-PUMP | [9 empty] | IE000000000010073140 | GRINDER SPARE PUMPS |  |  |  |  | 0000000000 |  |  |  | EN |  |  | INST |  | X |  | 00:00:00 | [7 empty] | ENVIRONMENT ONE CORPORATION |  | WH617401 |  | 2001 | F01 | 2001 | GRINDER | 1811010 | FE01_100 | F01 |  |  | ACTV | 2022-11-30 | PINTOM | 2017-12-11 | PHILLIPP | 2022-11-30 | M | E_GRINDER | WH617401
10079890 | PUMP, GRINDER, E-ONE | E-S-N01-R-GDR-PUMP | [9 empty] | IE000000000010079890 | GRINDER SPARE PUMPS |  |  |  |  | 0000000000 |  |  |  | EN |  |  | INST |  | X |  | 00:00:00 | [7 empty] | E-ONE | EXTREME SERIES AMGP | WH668288 |  | 2001 | F01 | 2001 | GRINDER | 1811010 | FE01_100 | F01 |  |  | ACTV | 2022-11-30 | PINTOM | 2019-07-11 | PHILLIPP | 2022-11-30 | M | E_GRINDER | WH668288
10080827 | PUMP, GRINDER, E-ONE | E-S-N01-R-GDR-PUMP | 401G020A | [8 empty] | IE000000000010080827 | GRINDER SPARE PUMPS |  |  |  |  | 0000000000 |  |  |  | EN |  |  | INST |  | X |  | 00:00:00 | [8 empty] | EXTREME SERIES AMGP | WH707742 |  | 2001 | F01 | 2001 | GRINDER | 1811010 | FE01_100 | F01 |  |  | ACTV | 2022-11-30 | SWEETM | 2020-07-10 | PHILLIPP | 2022-11-30 | M | E_GRINDER | WH707742
10080828 | PUMP, GRINDER, E-ONE | E-S-N01-R-GDR-PUMP | 401G020A | [8 empty] | IE000000000010080828 | GRINDER SPARE PUMPS |  |  |  |  | 0000000000 |  |  |  | EN |  |  | INST |  | X |  | 00:00:00 | [8 empty] | EXTREME SERIES AMGP | WH707721 |  | 2001 | F01 | 2001 | GRINDER | 1811010 | FE01_100 | F01 |  |  | ACTV | 2022-11-30 | SWEETM | 2020-07-10 | PHILLIPP | 2022-11-30 | M | E_GRINDER | WH707721
10080829 | PUMP, GRINDER, E-ONE | E-S-N01-R-GDR-PUMP | 401G020A | [8 empty] | IE000000000010080829 | GRINDER SPARE PUMPS |  |  |  |  | 0000000000 |  |  |  | EN |  |  | INST |  | X |  | 00:00:00 | [8 empty] | EXTREME SERIES AMGP | WH707835 |  | 2001 | F01 | 2001 | GRINDER | 1811010 | FE01_100 | F01 |  |  | ACTV | 2022-11-30 | SWEETM | 2020-07-10 | PHILLIPP | 2022-11-30 | M | E_GRINDER | WH707835
10081291 | PUMP, GRINDER, E-ONE | E-S-N01-R-GDR-PUMP | [9 empty] | IE000000000010081291 | GRINDER SPARE PUMPS |  |  |  |  | 0000000000 |  |  |  | EN |  |  | INST |  | X |  | 00:00:00 | [7 empty] | E-ONE | EXTREME SERIES AMGP | WH735477 |  | 2001 | F01 | 2001 | GRINDER | 1811010 | FE01_100 | F01 |  |  | ACTV | 2022-11-30 | PINTOM | 2021-06-23 | PHILLIPP | 2022-11-30 | M | E_GRINDER | WH735477
10062398 | PUMP, 2" HONDA, TRASH, #02 | E-S-N01-V-FLT-PPMP | 4-80301 | [8 empty] | IE000000000010062398 | Portable pumps |  |  |  |  | 0000000000 |  |  |  | EN |  |  | INST |  | X |  | 00:00:00 |  |  | USD |  |  |  |  | HONDA | WT-20XK3A | WAAJ-1030213 |  | 2001 | F01 | 2001 | PORTPUMP | 1811010 | FM01_100 | V01 |  |  | ACTV | 2011-01-01 | DZIWULS2 | 2012-02-22 | KRUGL | 2012-08-10 | V | E_PORTPUMP
10062409 | PUMP, 6" GODWIN, #02, BASE 4 | E-S-N01-V-FLT-PPMP | 4-80333 | [8 empty] | IE000000000010062409 | Portable pumps |  |  |  |  | 0000000000 |  |  |  | EN |  |  | INST |  | X |  | 00:00:00 |  |  | USD |  | 206617 |  |  | GODWIN | LSG-633P-6006-F, SO- | 03023,B-22-TM3.3L70F-0290-0AC |  | 2001 | F01 | 2001 | PORTPUMP | 1811010 | FM01_100 | V01 |  |  | ACTV | 2011-01-01 | DZIWULS2 | 2012-02-22 | ZYNDAK | 2014-02-07 | V | E_PORTPUMP
10062411 | PUMP, 6" GODWIN, #01, OLD CAYUGA | E-S-N01-V-FLT-PPMP | 4-80335 | [8 empty] | IE000000000010062411 | Portable pumps |  |  |  |  | 0000000000 |  |  |  | EN |  |  | INST |  | X |  | 00:00:00 |  |  | USD |  | 181355 |  |  | GODWIN | 9UF-OAC, BSD-442P-60 | E-347855 A-22-TN |  | 2001 | F01 | 2001 | PORTPUMP | 1811010 | FM01_100 | V01 |  |  | ACTV | 2011-01-01 | DZIWULS2 | 2012-02-22 | ZYNDAK | 2014-02-07 | V | E_PORTPUMP
10062412 | PUMP, 4" GODWIN, #04 | E-S-N01-V-FLT-PPMP | 4-80336 | [8 empty] | IE000000000010062412 | Portable pumps |  |  |  |  | 0000000000 |  |  |  | EN |  |  | INST |  | X |  | 00:00:00 |  |  | USD |  |  |  |  | GODWIN | CD 100 | 0645909/11 |  | 2001 | F01 | 2001 | PORTPUMP | 1811010 | FM01_100 | V01 |  |  | ACTV | 2011-01-01 | DZIWULS2 | 2012-02-22 | PINTOM | 2017-01-12 | V | E_PORTPUMP
10062413 | PUMP, 2" TEEL/HONDA, TRASH, #01 | E-S-N01-V-FLT-PPMP | 4-80300 | [8 empty] | IE000000000010062413 | Portable pumps |  |  |  |  | 0000000000 |  |  |  | EN |  |  | INST |  | X |  | 00:00:00 |  |  | USD |  | 213079 |  |  | TEEL / HONDA | 3P956A / GX160 | 0497/GC02-3765403 |  | 2001 | F01 | 2001 | PORTPUMP | 1811010 | FM01_100 | V01 |  |  | ACTV | 2011-01-01 | DZIWULS2 | 2012-02-22 | ZYNDAK | 2014-02-07 | V | E_PORTPUMP
10068512 | PUMP, 6" GODWIN, #07, OLD CAYUGA | E-S-N01-V-FLT-PPMP | [9 empty] | IE000000000010068512 | Portable pumps |  |  |  |  | 0000000000 |  |  |  | EN |  |  | INST |  | X |  | 00:00:00 |  |  | USD |  | 181087 |  |  | FORD | 300GF 6006-E SO-2 | 26749 R-11HK |  | 2001 | F01 | 2001 | PORTPUMP | 1811010 | FM01_100 | V01 |  |  | ACTV | 2011-01-01 | PINTOM | 2012-06-18 | CURRENTJ | 2014-01-15 | M | E_PORTPUMP
10068513 | PUMP #3, 4" GODWIN, QUIET-VANDAL PAC | E-S-N01-V-FLT-PPMP | [9 empty] | IE000000000010068513 | Portable pumps |  |  |  |  | 0000000000 |  |  |  | EN |  |  | INST |  | X |  | 00:00:00 |  |  | USD |  | 293520 |  |  | GODWIN | CD-103M CRIT SILEN | 12610687-3 |  | 2001 | F01 | 2001 | PORTPUMP | 1811010 | FM01_100 | V01 |  |  | ACTV | 2011-01-01 | PINTOM | 2012-06-18 | PINTOM | 2017-01-12 | M | E_PORTPUMP
10068818 | PUMP #5, 6" GODWIN, CRITICALLY SILENCED | E-S-N01-V-FLT-PPMP | [9 empty] | IE000000000010068818 | Portable pumps |  |  |  |  | 0000000000 |  |  |  | EN |  |  | INST |  | X |  | 00:00:00 |  |  | USD |  | 291579 |  |  | GODWIN | CD-150M CRIT SILEN | 12610914/2 |  | 2001 | F01 | 2001 | PORTPUMP | 1811010 | FM01_100 | V01 |  |  | ACTV | 2011-01-01 | ZYNDAK | 2013-06-13 | PINTOM | 2017-01-12 | M | E_PORTPUMP
10068819 | PUMP #6, 6" GODWIN, CRITICALLY SILENCED | E-S-N01-V-FLT-PPMP | [9 empty] | IE000000000010068819 | Portable pumps |  |  |  |  | 0000000000 |  |  |  | EN |  |  | INST |  | X |  | 00:00:00 |  |  | USD |  | 291578 |  |  | GODWIN | CD-150M CRIT SILEN | 12610914/1 |  | 2001 | F01 | 2001 | PORTPUMP | 1811010 | FM01_100 | V01 |  |  | ACTV | 2011-01-01 | ZYNDAK | 2013-06-13 | PINTOM | 2017-01-12 | M | E_PORTPUMP
10072543 | PUMP, 2", HONDA, TRASH (CRP) | E-S-N01-V-FLT-PPMP | [9 empty] | IE000000000010072543 | Portable pumps | 14086 |  |  |  | 0000000000 |  |  |  | EN |  | 3789 WALDEN AVENUE | INST |  | X |  | 00:00:00 |  |  | USD |  | 293797 | 41039759 | 0 | HONDA | WT20XK4AC | WAAJ-1114970 |  | 2001 | C04 | 2001 | PORTPUMP | 1811010 | CM01_100 | C04 |  |  | ACTV | 2018-02-05 | CURRENTJ | 2016-11-22 | PINTOM | 2019-12-03 | M | E_PORTPUMP
10073575 | PUMP, 2", HONDA, TRASH, GAS | E-S-N01-V-FLT-PPMP | [9 empty] | IE000000000010073575 | Portable pumps |  |  |  |  | 0000000000 |  |  |  | EN |  |  | INST |  | X |  | 00:00:00 |  |  | USD |  | 293872 | 41043227 | 0 | HONDA | WB20XT3A | WAAJ-117823 |  | 2001 | C04 | 2001 | PORTPUMP | 1811010 | FM01_100 | C04 |  |  | ACTV | 2018-02-28 | PINTOM | 2018-02-28 | PINTOM | 2018-02-28 | M | E_PORTPUMP
10080007 | PUMP, 4" GODWIN, CRITICALLY SILENCED | E-S-N01-V-FLT-PPMP | [9 empty] | IE000000000010080007 | Portable pumps |  |  |  |  | 0000000000 |  |  |  | EN |  |  | INST |  | X |  | 00:00:00 |  |  | USD |  | 293939 | 41046675 | 0 | GODWIN | CD103M | 19086836-3 |  | 2001 | F01 | 2001 | PORTPUMP | 1811010 | FM01_100 | V01 |  |  | ACTV | 2019-08-22 | PINTOM | 2019-08-22 | PINTOM | 2019-08-22 | M | E_PORTPUMP
10081549 | PUMP, 2", GODWIN , SUBMERSIBLE | E-S-N01-V-FLT-PPMP |  |  |  | 1LD ONO | [5 empty] | IE000000000010081549 | Portable pumps |  |  |  |  | 0000000000 |  |  |  | EN |  |  | INST |  | X |  | 00:00:00 |  |  | USD |  |  |  |  | GODWIN | GSP-10-1 | 2051-711 |  | 2001 | F01 | 2001 | PUMP | 1811010 | FM01_100 | V01 |  |  | ACTV | 2022-04-25 | PINTOM | 2022-04-25 |  |  | M | E_PUMP
10081550 | PUMP, 2", GODWIN , SUBMERSIBLE, CRP | E-S-N01-V-FLT-PPMP |  |  |  | 1LD ONO | [5 empty] | IE000000000010081550 | Portable pumps |  |  |  |  | 0000000000 |  |  |  | EN |  |  | INST |  | X |  | 00:00:00 |  |  | USD |  |  |  |  | GODWIN | GSP-10-1 | 2051-713 |  | 2001 | F01 | 2001 | PUMP | 1811010 | FM01_100 | V01 |  |  | ACTV | 2022-04-25 | PINTOM | 2022-04-25 |  |  | M | E_PUMP
10072419 | FUEL TRANSFER PUMP, FILL-RITE | E-S-N01-V-TOO | [9 empty] | IE000000000010072419 | Tools |  |  |  |  | 0000000000 |  |  |  | EN |  |  | INST |  | X |  | 00:00:00 |  |  | USD |  | 293784 | 41039260 | 0 | FILL-RITE | FR4211G | C12281280 |  | 2001 | F01 | 2001 | TOOL | 1811010 | FM01_100 | F04 |  |  | ACTV | 2022-11-30 | LALLIR | 2016-09-28 | PHILLIPP | 2022-11-30 | M | E_TOOL | 10072419
10072797 | DEF PUMP SYSTEM, NR | E-S-N01-V-TOO | [9 empty] | IE000000000010072797 | Tools |  |  |  |  | 0000000000 |  |  |  | EN |  |  | INST |  | X |  | 00:00:00 |  |  | USD |  | 293825 | 41041059 | 0 | PIUSUI SUSSARA BLUE PUMP | F00201AS0 | 070953 |  | 2001 | F04 | 2001 | TOOL | 1811010 | FM01_100 | F04 |  |  | ACTV | 2022-11-30 | CURRENTJ | 2017-05-03 | PHILLIPP | 2022-11-30 | M | E_TOOL | 10072797
10081452 | PUMP, FUEL TRANSFER, 1/4 HP, 12FT HOSE | E-S-N01-V-TOO | [9 empty] | IE000000000010081452 | Tools |  |  |  |  | 0000000000 |  |  |  | EN |  |  | INST |  | X |  | 00:00:00 |  |  | USD |  |  | 41039260 | 0 | FILL RITE | FR4211H | F70767513 |  | 2001 | F01 | 2001 | TOOL | 1811010 | FM01_100 | F04 |  |  | ACTV | 2022-11-30 | KAMINSKK | 2022-01-26 | PHILLIPP | 2022-11-30 | M | E_TOOL | 10081452
10000141 | CAYUGA PUMP STATION | E-S-N01-X | 1-33000 | [8 empty] | IE000000000010000141 | Inactive/Scrap/Retired |  |  |  |  | 0000000000 |  |  |  | EN |  |  | DLFL INAC INST |  | X |  | 00:00:00 | [11 empty] | 2001 |  | 2001 |  | 1811010 |  |  |  |  | ACTV | 2013-03-12 | DZIWULS2 | 2012-02-22 | ZYNDAK | 2013-03-12 | M
10000186 | PUMP IPP, SPARE | E-S-N01-X | 1-34112 | [8 empty] | IE000000000010000186 | Inactive/Scrap/Retired |  |  |  |  | 0000000000 |  |  |  | EN |  |  | INST |  | X |  | 00:00:00 | [7 empty] | ITT A/C | NSYV 250 | 06 |  | 2001 |  | 2001 | PUMP | 1811010 |  |  |  |  | ACTV | 2020-06-22 | DZIWULS2 | 2012-02-22 | PINTOM | 2020-06-22 | M | E_PUMP
10000289 | CLINTON-TRANSIT PUMP STATION | E-S-N01-X | 1-36000 | [8 empty] | IE000000000010000289 | Inactive/Scrap/Retired |  |  |  |  | 0000000000 |  |  |  | EN |  |  | DLFL INAC INST |  | X |  | 00:00:00 | [11 empty] | 2001 |  | 2001 |  | 1811010 |  |  |  |  | ACTV | 2013-03-12 | DZIWULS2 | 2012-02-22 | ZYNDAK | 2013-03-12 | M
10000291 | PUMP, CLINTON PS | E-S-N01-X | 1-36111 | [8 empty] | IE000000000010000291 | Inactive/Scrap/Retired |  |  |  |  | 0000000000 |  |  |  | EN |  |  | INST |  | X |  | 00:00:00 | [7 empty] | FLYGT | 3127.180-6200 | 9740614 |  | 2001 |  | 2001 | PUMP | 1811010 |  |  |  |  | ACTV | 2020-07-20 | DZIWULS2 | 2012-02-22 | PINTOM | 2020-07-20 | M | E_PUMP
10000292 | PUMP, CLINTON PS | E-S-N01-X | 1-36112 | [8 empty] | IE000000000010000292 | Inactive/Scrap/Retired |  |  |  |  | 0000000000 |  |  |  | EN |  |  | INST |  | X |  | 00:00:00 | [7 empty] | FLYGT | 3127.180-6200 | 9740615 |  | 2001 |  | 2001 | PUMP | 1811010 |  |  |  |  | ACTV | 2020-07-20 | DZIWULS2 | 2012-02-22 | PINTOM | 2020-07-20 | M | E_PUMP
10000312 | PUMP 1, VERTICAL TURBINE | E-S-N01-X | 1-37114 | [8 empty] | IE000000000010000312 | Inactive/Scrap/Retired |  |  |  |  | 0000000000 |  |  |  | EN |  |  | INST |  | X |  | 00:00:00 | [7 empty] | FLOWAY | TYPE 11JKH | 22061-1-1 |  | 2001 |  | 2001 | PUMP | 1811010 |  |  |  |  | ACTV | 2022-05-31 | DZIWULS2 | 2012-02-22 | PINTOM | 2022-05-31 | M | E_PUMP
10000339 | UNION ROAD PUMP STATION | E-S-N01-X | 1-38000 | [8 empty] | IE000000000010000339 | Inactive/Scrap/Retired |  |  |  |  | 0000000000 |  |  |  | EN |  |  | DLFL INAC INST |  | X |  | 00:00:00 | [11 empty] | 2001 |  | 2001 |  | 1811010 |  |  |  |  | ACTV | 2013-03-12 | DZIWULS2 | 2012-02-22 | ZYNDAK | 2013-03-12 | M
10000356 | WOODLANDS PUMP STATION | E-S-N01-X | 1-39000 | [8 empty] | IE000000000010000356 | Inactive/Scrap/Retired |  |  |  |  | 0000000000 |  |  |  | EN |  |  | DLFL INAC INST |  | X |  | 00:00:00 | [11 empty] | 2001 |  | 2001 |  | 1811010 |  |  |  |  | ACTV | 2013-03-12 | DZIWULS2 | 2012-02-22 | ZYNDAK | 2013-03-12 | M
10000359 | PUMP 2, SUBMERSIBLE | E-S-N01-X | 1-39112 | [8 empty] | IE000000000010000359 | Inactive/Scrap/Retired |  |  |  |  | 0000000000 |  |  |  | EN |  |  | INST |  | X |  | 00:00:00 | [7 empty] | MYERS | 4VX15M6-21 | X-689065 |  | 2001 |  | 2001 | PUMP | 1811010 |  |  |  |  | ACTV | 2019-11-27 | DZIWULS2 | 2012-02-22 | PINTOM | 2019-11-27 | M | E_PUMP
10002397 | PUMP, SPARE, FORESTREAM | E-S-N01-X | 4-32112 | [8 empty] | IE000000000010002397 | Inactive/Scrap/Retired |  |  |  |  | 0000000000 |  |  |  | EN |  |  | INST |  | X |  | 00:00:00 | [7 empty] | FLYGT | 3152.091-6039 | 9380034 |  | 2001 |  | 2001 | PUMP | 1811010 |  |  |  |  | ACTV | 2021-06-04 | DZIWULS2 | 2012-02-22 | PINTOM | 2021-06-04 | M | E_PUMP
10002420 | MOTOR, PUMP 1 | E-S-N01-X | 4-33121 | [8 empty] | IE000000000010002420 | Inactive/Scrap/Retired |  |  |  |  | 0000000000 |  |  |  | EN |  |  | DLFL INAC INST |  | X |  | 00:00:00 | [11 empty] | 2001 |  | 2001 |  | 1811010 |  |  |  |  | ACTV | 2013-03-13 | DZIWULS2 | 2012-02-22 | ZYNDAK | 2013-03-13 | M
10002421 | MOTOR, PUMP 2 | E-S-N01-X | 4-33122 | [8 empty] | IE000000000010002421 | Inactive/Scrap/Retired |  |  |  |  | 0000000000 |  |  |  | EN |  |  | INST |  | X |  | 00:00:00 | [11 empty] | 2001 |  | 2001 | MOTOR | 1811010 |  |  |  |  | ACTV | 2013-03-13 | DZIWULS2 | 2012-02-22 | ZYNDAK | 2013-03-13 | M
10002446 | PUMP, SUBMERSIBLE | E-S-N01-X | 4-34111 |  |  | FK 202-4/27 | [5 empty] | IE000000000010002446 | Inactive/Scrap/Retired |  |  |  |  | 0000000000 |  |  |  | EN |  |  | INST |  | X |  | 00:00:00 | [7 empty] | DAVIS EMU | FA 10,84 233 | 493-383 |  | 2001 |  | 2001 | PUMP | 1811010 |  |  |  |  | ACTV | 2021-12-20 | DZIWULS2 | 2012-02-22 | PINTOM | 2021-12-20 | M | E_PUMP
10002448 | PUMP, SUMP | E-S-N01-X | 4-34113 | [8 empty] | IE000000000010002448 | Inactive/Scrap/Retired |  |  |  |  | 0000000000 |  |  |  | EN |  |  | INST |  | X |  | 00:00:00 | [7 empty] | HYDROMATIC | OSP33 |  |  | 2001 |  | 2001 | PUMP | 1811010 |  |  |  |  | ACTV | 2022-02-22 | DZIWULS2 | 2012-02-22 | PINTOM | 2022-02-22 | M | E_PUMP
10002490 | PUMP 1, NaOCL, TANK RECIRCULATION | E-S-N01-X | 4-37113 | [8 empty] | IE000000000010002490 | Inactive/Scrap/Retired |  |  |  |  | 0000000000 |  |  |  | EN |  |  | INAC INST |  | X |  | 00:00:00 | [7 empty] | VANTON | CG-PY200F | C-14621 |  | 2001 |  | 2001 | PUMP | 1811010 |  |  |  |  | ACTV | 2018-05-08 | DZIWULS2 | 2012-02-22 | PINTOM | 2018-05-08 | M | E_PUMP
10002492 | PUMP, CREEK WATER | E-S-N01-X | 4-37116 | [8 empty] | IE000000000010002492 | Inactive/Scrap/Retired |  |  |  |  | 0000000000 |  |  |  | EN |  |  | INAC INST |  | X |  | 00:00:00 | [7 empty] | BARNES | D4SE994L | T594482-0797 |  | 2001 |  | 2001 | PUMP | 1811010 |  |  |  |  | ACTV | 2018-09-19 | DZIWULS2 | 2012-02-22 | PINTOM | 2018-09-19 | M | E_PUMP
10002619 | PUMP 2, SUBMERSIBLE | E-S-N01-X | 4-42112 | [8 empty] | IE000000000010002619 | Inactive/Scrap/Retired |  |  |  |  | 0000000000 |  |  |  | EN |  |  | INAC INST |  | X |  | 00:00:00 | [7 empty] | MYER | WGX50 |  |  | 2001 |  | 2001 | PUMP | 1811010 |  |  |  |  | ACTV | 2015-07-15 | DZIWULS2 | 2012-02-22 | PINTOM | 2015-07-15 | M | E_PUMP
10002643 | IROQUOIS PUMP STATION | E-S-N01-X | 4-45000 | [8 empty] | IE000000000010002643 | Inactive/Scrap/Retired |  |  |  |  | 0000000000 |  |  |  | EN |  |  | DLFL INAC INST |  | X |  | 00:00:00 | [11 empty] | 2001 |  | 2001 |  | 1811010 |  |  |  |  | ACTV | 2013-03-12 | DZIWULS2 | 2012-02-22 | ZYNDAK | 2013-03-12 | M
10002645 | PUMP 1 | E-S-N01-X | 4-45111 | [8 empty] | IE000000000010002645 | Inactive/Scrap/Retired |  |  |  |  | 0000000000 |  |  |  | EN |  |  | INST |  | X |  | 00:00:00 | [7 empty] | CORNELL | 8NHTVM50-6 | 43568 |  | 2001 |  | 2001 | PUMP | 1811010 |  |  |  |  | ACTV | 2019-09-06 | DZIWULS2 | 2012-02-22 | PINTOM | 2019-09-06 | M | E_PUMP
10002646 | PUMP 2 | E-S-N01-X | 4-45112 | [8 empty] | IE000000000010002646 | Inactive/Scrap/Retired |  |  |  |  | 0000000000 |  |  |  | EN |  |  | INST |  | X |  | 00:00:00 | [7 empty] | CORNELL | 8NHTVMLH50-6 | 43569 |  | 2001 |  | 2001 | PUMP | 1811010 |  |  |  |  | ACTV | 2019-09-06 | DZIWULS2 | 2012-02-22 | PINTOM | 2019-09-06 | M | E_PUMP
10002648 | MOTOR, PUMP 1 | E-S-N01-X | 4-45121 | [8 empty] | IE000000000010002648 | Inactive/Scrap/Retired |  |  |  |  | 0000000000 |  |  |  | EN |  |  | INST |  | X |  | 00:00:00 | [11 empty] | 2001 |  | 2001 | MOTOR | 1811010 |  |  |  |  | ACTV | 2020-03-06 | DZIWULS2 | 2012-02-22 | PINTOM | 2020-03-06 | M | E_MOTOR
10002649 | MOTOR, PUMP 2 | E-S-N01-X | 4-45122 | [8 empty] | IE000000000010002649 | Inactive/Scrap/Retired |  |  |  |  | 0000000000 |  |  |  | EN |  |  | INST |  | X |  | 00:00:00 | [11 empty] | 2001 |  | 2001 | MOTOR | 1811010 |  |  |  |  | ACTV | 2020-03-06 | DZIWULS2 | 2012-02-22 | PINTOM | 2020-03-06 | M | E_MOTOR
10002769 | BRYANT & STRATTON PUMP STATION | E-S-N01-X | 5-32000 | [8 empty] | IE000000000010002769 | Inactive/Scrap/Retired |  |  |  |  | 0000000000 |  |  |  | EN |  |  | INST |  | X |  | 00:00:00 | [11 empty] | 2001 |  | 2001 |  | 1811010 |  |  |  |  | ACTV | 2013-03-13 | DZIWULS2 | 2012-02-22 | ZYNDAK | 2013-03-13 | M
10002807 | PUMP, LOCH LEA, #2 | E-S-N01-X | 5-34111 | [8 empty] | IE000000000010002807 | Inactive/Scrap/Retired |  |  |  |  | 0000000000 |  |  |  | EN |  |  | INST |  | X |  | 00:00:00 | [7 empty] | MYERS | 4VHX50M4-03 | S AG-324839 |  | 2001 |  | 2001 | PUMP | 1811010 |  |  |  |  | ACTV | 2018-04-11 | DZIWULS2 | 2012-02-22 | PINTOM | 2018-04-11 | M | E_PUMP
10002818 | PUMP, TRANSIT VALLEY | E-S-N01-X | 5-35112 | [8 empty] | IE000000000010002818 | Inactive/Scrap/Retired |  |  |  |  | 0000000000 |  |  |  | EN |  |  | INAC INST |  | X |  | 00:00:00 | [7 empty] | MYERS | 4VHX100M4-43 |  |  | 2001 |  | 2001 | PUMP | 1811010 |  |  |  |  | ACTV | 2017-10-25 | DZIWULS2 | 2012-02-22 | PINTOM | 2017-10-25 | M | E_PUMP
10002858 | PUMP, WASHDOWN | E-S-N01-X | 5-37116 | [8 empty] | IE000000000010002858 | Inactive/Scrap/Retired |  |  |  |  | 0000000000 |  |  |  | EN |  |  | INST |  | X |  | 00:00:00 | [11 empty] | 2001 |  | 2001 | GENL | 1811010 |  |  |  |  | ACTV | 2017-06-23 | DZIWULS2 | 2012-02-22 | LALLIR | 2017-06-23 | M | E_PUMP
10002860 | PUMP, SANITARY | E-S-N01-X | 5-37118 | [8 empty] | IE000000000010002860 | Inactive/Scrap/Retired |  |  |  |  | 0000000000 |  |  |  | EN |  |  | INST |  | X |  | 00:00:00 | [11 empty] | 2001 |  | 2001 | GENL | 1811010 |  |  |  |  | ACTV | 2017-06-23 | DZIWULS2 | 2012-02-22 | LALLIR | 2017-06-23 | M | E_PUMP
10002876 | PINE BREEZE PUMP STATION | E-S-N01-X | 5-39000 | [8 empty] | IE000000000010002876 | Inactive/Scrap/Retired |  |  |  |  | 0000000000 |  |  |  | EN |  |  | DLFL INAC INST |  | X |  | 00:00:00 | [11 empty] | 2001 |  | 2001 | BLDGGRD | 1811010 |  |  |  |  | ACTV | 2013-03-13 | DZIWULS2 | 2012-02-22 | ZYNDAK | 2013-03-13 | M
10002892 | KELLER ROAD PUMP STATION | E-S-N01-X | 5-40000 | [8 empty] | IE000000000010002892 | Inactive/Scrap/Retired |  |  |  |  | 0000000000 |  |  |  | EN |  |  | DLFL INAC INST |  | X |  | 00:00:00 | [11 empty] | 2001 |  | 2001 |  | 1811010 |  |  |  |  | ACTV | 2013-03-13 | DZIWULS2 | 2012-02-22 | ZYNDAK | 2013-03-13 | M
10002894 | PUMP AROUND, 4" MALE | E-S-N01-X | 5-40050 | [8 empty] | IE000000000010002894 | Inactive/Scrap/Retired |  |  |  |  | 0000000000 |  |  |  | EN |  |  | DLFL INAC INST |  | X |  | 00:00:00 | [11 empty] | 2001 |  | 2001 |  | 1811010 |  |  |  |  | ACTV | 2013-03-19 | DZIWULS2 | 2012-02-22 | MACNEILK | 2013-03-19 | M
10002895 | PUMP 1 | E-S-N01-X | 5-40111 | [8 empty] | IE000000000010002895 | Inactive/Scrap/Retired |  |  |  |  | 0000000000 |  |  |  | EN |  |  | DLFL INAC INST |  | X |  | 00:00:00 | [7 empty] | HYDRO-MATIC |  |  |  | 2001 |  | 2001 |  | 1811010 |  |  |  |  | ACTV | 2013-03-19 | DZIWULS2 | 2012-02-22 | MACNEILK | 2013-03-19 | M
10002896 | PUMP 2 | E-S-N01-X | 5-40112 | [8 empty] | IE000000000010002896 | Inactive/Scrap/Retired |  |  |  |  | 0000000000 |  |  |  | EN |  |  | DLFL INAC INST |  | X |  | 00:00:00 | [7 empty] | HYDRO-MATIC |  |  |  | 2001 |  | 2001 |  | 1811010 |  |  |  |  | ACTV | 2013-03-19 | DZIWULS2 | 2012-02-22 | MACNEILK | 2013-03-19 | M
10002897 | MOTOR, PUMP 1 | E-S-N01-X | 5-40121 | [8 empty] | IE000000000010002897 | Inactive/Scrap/Retired |  |  |  |  | 0000000000 |  |  |  | EN |  |  | DLFL INAC INST |  | X |  | 00:00:00 | [7 empty] | MARATHON | DXJ184TBFR7737APL |  |  | 2001 |  | 2001 |  | 1811010 |  |  |  |  | ACTV | 2013-03-19 | DZIWULS2 | 2012-02-22 | MACNEILK | 2013-03-19 | M
10002898 | MOTOR, PUMP 2 | E-S-N01-X | 5-40122 | [8 empty] | IE000000000010002898 | Inactive/Scrap/Retired |  |  |  |  | 0000000000 |  |  |  | EN |  |  | DLFL INAC INST |  | X |  | 00:00:00 | [11 empty] | 2001 |  | 2001 |  | 1811010 |  |  |  |  | ACTV | 2013-03-19 | DZIWULS2 | 2012-02-22 | MACNEILK | 2013-03-19 | M
10004347 | PANEL, CONTROL, PUMP | E-S-N01-X | SAP000017 | [8 empty] | IE000000000010004347 | Inactive/Scrap/Retired |  |  |  |  | 0000000000 |  |  |  | EN |  |  | INST |  | X |  | 00:00:00 | [7 empty] | USEMCO |  |  |  | 2001 | F04 | 2001 | GENL | 1811010 | FM01_100 | F04 |  |  | ACTV | 2016-02-17 | DZIWULS2 | 2012-02-22 | LALLIR | 2016-02-17 | M | E_CONTROL
10005180 | PANEL, CONTROL, PUMP | E-S-N01-X | SAP000850 | [8 empty] | IE000000000010005180 | Inactive/Scrap/Retired |  |  |  |  | 0000000000 |  |  |  | EN |  |  | INST |  | X |  | 00:00:00 | [11 empty] | 2001 |  | 2001 | CONTROL | 1811010 |  |  |  |  | ACTV | 2020-03-06 | DZIWULS2 | 2012-02-22 | PINTOM | 2020-03-06 | M | E_CONTROL
10005185 | VALVE, GATE, 12", DISCHARGE PUMP #1 | E-S-N01-X | SAP000855 | [8 empty] | IE000000000010005185 | Inactive/Scrap/Retired |  |  |  |  | 0000000000 |  |  |  | EN |  |  | ASEQ |  | X |  | 00:00:00 | [11 empty] | 2001 | F04 | 2001 | GENL | 1811010 | FM01_100 | F04 | 10002645 |  | ACTV | 2019-09-06 | DZIWULS2 | 2012-02-22 | PINTOM | 2019-09-06 | M | E_VALVE
10005186 | VALVE, CHECK, 12", PUMP #1 | E-S-N01-X | SAP000856 | [8 empty] | IE000000000010005186 | Inactive/Scrap/Retired |  |  |  |  | 0000000000 |  |  |  | EN |  |  | ASEQ |  | X |  | 00:00:00 | [11 empty] | 2001 |  | 2001 | PUMP | 1811010 |  |  | 10002645 |  | ACTV | 2019-09-06 | DZIWULS2 | 2012-02-22 | PINTOM | 2019-09-06 | M | E_VALVE
10005187 | VALVE, GATE, 16", SUCTION, PUMP #1 | E-S-N01-X | SAP000857 | [8 empty] | IE000000000010005187 | Inactive/Scrap/Retired |  |  |  |  | 0000000000 |  |  |  | EN |  |  | ASEQ |  | X |  | 00:00:00 | [11 empty] | 2001 |  | 2001 | PUMP | 1811010 |  |  | 10002645 |  | ACTV | 2019-09-06 | DZIWULS2 | 2012-02-22 | PINTOM | 2019-09-06 | M | E_VALVE
10005190 | PUMP CONTROL PANEL | E-S-N01-X | SAP000860 | [8 empty] | IE000000000010005190 | Inactive/Scrap/Retired |  |  |  |  | 0000000000 |  |  |  | EN |  |  | DLFL INAC INST |  | X |  | 00:00:00 | [11 empty] | 2001 |  | 2001 |  | 1811010 |  |  |  |  | ACTV | 2013-03-19 | DZIWULS2 | 2012-02-22 | MACNEILK | 2013-03-19 | M
10062399 | PUMP, 3" HOMELITE, DIAPHRAGM | E-S-N01-X | 4-80310 | [8 empty] | IE000000000010062399 | Inactive/Scrap/Retired |  |  |  |  | 0000000000 |  |  |  | EN |  |  | INST |  | X |  | 00:00:00 |  |  | USD |  | 187267 |  |  | HOMELITE | 111DP3-1A | H02530076 |  | 2001 |  | 2001 | PORTPUMP | 1811010 |  |  |  |  | ACTV | 2013-12-30 | DZIWULS2 | 2012-02-22 | CURRENTJ | 2013-12-30 | V | E_SCRAP
10062400 | PUMP, 4" WISCONSIN, #01 | E-S-N01-X | 4-80320 | [8 empty] | IE000000000010062400 | Inactive/Scrap/Retired |  |  |  |  | 0000000000 |  |  |  | EN |  |  | DLFL INAC INST |  | X |  | 00:00:00 |  |  | USD |  | 206616 |  |  |  | 14C2-VH4D S/G, SPEC. | 680401 |  | 2001 |  | 2001 |  | 1811010 |  |  |  |  | ACTV | 2013-03-13 | DZIWULS2 | 2012-02-22 | MACNEILK | 2013-03-13 | V | E_SCRAP
10062401 | PUMP, 4" WISCONSIN, #02, OOS | E-S-N01-X | 4-80321 | [8 empty] | IE000000000010062401 | Inactive/Scrap/Retired |  |  |  |  | 0000000000 |  |  |  | EN |  |  | DLFL INAC INST |  | X |  | 00:00:00 |  |  | USD |  | 181091 |  |  |  | VH4D, SPEC#391239 | 6184670 |  | 2001 |  | 2001 |  | 1811010 |  |  |  |  | ACTV | 2013-03-13 | DZIWULS2 | 2012-02-22 | MACNEILK | 2013-03-13 | V | E_SCRAP
10062402 | PUMP, 4" WISCONSIN, #03, OOS | E-S-N01-X | 4-80322 | [8 empty] | IE000000000010062402 | Inactive/Scrap/Retired |  |  |  |  | 0000000000 |  |  |  | EN |  |  | DLFL INAC INST |  | X |  | 00:00:00 |  |  | USD |  | 149835 |  |  |  | VH4D, SPEC #331854 | 5211423 |  | 2001 |  | 2001 |  | 1811010 |  |  |  |  | ACTV | 2013-03-13 | DZIWULS2 | 2012-02-22 | MACNEILK | 2013-03-13 | V | E_SCRAP
10062403 | PUMP, 4" WISCONSIN, #04 | E-S-N01-X | 4-80323 | [8 empty] | IE000000000010062403 | Inactive/Scrap/Retired |  |  |  |  | 0000000000 |  |  |  | EN |  |  | DLFL INAC INST |  | X |  | 00:00:00 |  |  | USD |  | 206585 |  |  |  | 14C2-VH4D S/G, SPEC# | 628912 |  | 2001 |  | 2001 |  | 1811010 |  |  |  |  | ACTV | 2013-03-13 | DZIWULS2 | 2012-02-22 | MACNEILK | 2013-03-13 | V | E_SCRAP
10062404 | PUMP, 4" WISCONSIN, #06 | E-S-N01-X | 4-80324 | [8 empty] | IE000000000010062404 | Inactive/Scrap/Retired |  |  |  |  | 0000000000 |  |  |  | EN |  |  | DLFL INAC INST |  | X |  | 00:00:00 |  |  | USD |  | 181092 |  |  |  | VH4D, SPEC#331854 | 5620860 |  | 2001 |  | 2001 |  | 1811010 |  |  |  |  | ACTV | 2013-03-13 | DZIWULS2 | 2012-02-22 | MACNEILK | 2013-03-13 | V | E_SCRAP
10062405 | PUMP, 4" WISCONSIN, #07 | E-S-N01-X | 4-80325 | [8 empty] | IE000000000010062405 | Inactive/Scrap/Retired |  |  |  |  | 0000000000 |  |  |  | EN |  |  | DLFL INAC INST |  | X |  | 00:00:00 |  |  | USD |  | 149834 |  |  |  | VH4D, SPEC#331854 | 6010591 |  | 2001 |  | 2001 |  | 1811010 |  |  |  |  | ACTV | 2013-03-13 | DZIWULS2 | 2012-02-22 | MACNEILK | 2013-03-13 | V | E_SCRAP
10062406 | PUMP, 6" GORMAN-RUPP, FORD, #01 | E-S-N01-X | 4-80330 | [8 empty] | IE000000000010062406 | Inactive/Scrap/Retired |  |  |  |  | 0000000000 |  |  |  | EN |  |  | DLFL INAC INST |  | X |  | 00:00:00 |  |  | USD |  | 181085 |  |  |  | 240GF-6006-E SO294A | 23365 C-31-HA |  | 2001 |  | 2001 |  | 1811010 |  |  |  |  | ACTV | 2013-03-13 | DZIWULS2 | 2012-02-22 | MACNEILK | 2013-03-13 | V | E_SCRAP
10062407 | PUMP, 6" GORMAN-RUPP, FORD, #02 | E-S-N01-X | 4-80331 | [8 empty] | IE000000000010062407 | Inactive/Scrap/Retired |  |  |  |  | 0000000000 |  |  |  | EN |  |  | DLFL INAC INST |  | X |  | 00:00:00 |  |  | USD |  | 181087 |  |  |  | 300GF-6006-E-SO-295E | 26749 R-11-HK |  | 2001 |  | 2001 |  | 1811010 |  |  |  |  | ACTV | 2013-03-13 | DZIWULS2 | 2012-02-22 | MACNEILK | 2013-03-13 | V | E_SCRAP
10062408 | PUMP, 6" GORMAN-RUPP, FORD, #03, OOS | E-S-N01-X | 4-80332 | [8 empty] | IE000000000010062408 | Inactive/Scrap/Retired |  |  |  |  | 0000000000 |  |  |  | EN |  |  | DLFL INAC INST |  | X |  | 00:00:00 |  |  | USD |  | 181080 |  |  |  | 172GF-6006-G SO290D | 14153 K-2-HK-GE |  | 2001 |  | 2001 |  | 1811010 |  |  |  |  | ACTV | 2013-03-13 | DZIWULS2 | 2012-02-22 | MACNEILK | 2013-03-13 | V | E_SCRAP
10062410 | PUMP, 6", FORD, #05, OOS | E-S-N01-X | 4-80334 | [8 empty] | IE000000000010062410 | Inactive/Scrap/Retired |  |  |  |  | 0000000000 |  |  |  | EN |  |  | DLFL INAC INST |  | X |  | 00:00:00 |  |  | USD |  | 181082 |  |  |  | CSG-649P-6006-E, SO0 | 26564 R-13-HR |  | 2001 |  | 2001 |  | 1811010 |  |  |  |  | ACTV | 2013-03-13 | DZIWULS2 | 2012-02-22 | MACNEILK | 2013-03-13 | V | E_SCRAP
10063241 | PUMP, GRINDER, E-ONE | E-S-N01-X | 401G009A | [8 empty] | IE000000000010063241 | Inactive/Scrap/Retired |  |  |  |  | 0000000000 |  |  |  | EN |  |  | INAC INST |  | X |  | 00:00:00 | [8 empty] | EXTREME SERIES AMGP | WH355053 |  | 2001 |  | 2001 | GRINDER | 1811010 |  |  |  |  | ACTV | 2017-12-11 | DZIWULS2 | 2012-03-02 | PINTOM | 2017-12-11 | M | E_GRINDER
10063243 | PUMP, GRINDER, E-ONE | E-S-N01-X | 401G011A | [8 empty] | IE000000000010063243 | Inactive/Scrap/Retired |  |  |  |  | 0000000000 |  |  |  | EN |  |  | INST |  | X |  | 00:00:00 | [8 empty] | EXTREME SERIES AMGP | WH355037 |  | 2001 |  | 2001 | GRINDER | 1811010 |  |  |  |  | ACTV | 2019-09-18 | DZIWULS2 | 2012-03-02 | PINTOM | 2019-09-18 | M | E_GRINDER
10063244 | PUMP, GRINDER, E-ONE | E-S-N01-X | 401G012A | [8 empty] | IE000000000010063244 | Inactive/Scrap/Retired |  |  |  |  | 0000000000 |  |  |  | EN |  |  | INST |  | X |  | 00:00:00 | [8 empty] | EXTREME SERIES AMGP | WH355020 |  | 2001 |  | 2001 | GRINDER | 1811010 |  |  |  |  | ACTV | 2016-03-30 | DZIWULS2 | 2012-03-02 | CURRENTJ | 2016-03-30 | M | E_GRINDER
10063245 | PUMP, GRINDER, E-ONE, #1 | E-S-N01-X | 401G013A | [8 empty] | IE000000000010063245 | Inactive/Scrap/Retired |  |  |  |  | 0000000000 |  |  |  | EN |  |  | INST |  | X |  | 00:00:00 | [8 empty] | EXTREME SERIES AMGP | WH370518 |  | 2001 |  | 2001 | GRINDER | 1811010 |  |  |  |  | ACTV | 2020-07-02 | DZIWULS2 | 2012-03-02 | PINTOM | 2020-07-02 | M | E_GRINDER
10063247 | PUMP, GRINDER, E-ONE | E-S-N01-X | 401G015A | [8 empty] | IE000000000010063247 | Inactive/Scrap/Retired |  |  |  |  | 0000000000 |  |  |  | EN |  |  | INST |  | X |  | 00:00:00 | [8 empty] | EXTREME SERIES AMGP | WH355047 |  | 2001 |  | 2001 | GRINDER | 1811010 |  |  |  |  | ACTV | 2021-06-23 | DZIWULS2 | 2012-03-02 | PINTOM | 2021-06-23 | M | E_GRINDER
10063248 | PUMP, GRINDER, E-ONE | E-S-N01-X | 401G016A | [8 empty] | IE000000000010063248 | Inactive/Scrap/Retired |  |  |  |  | 0000000000 |  |  |  | EN |  |  | INST |  | X |  | 00:00:00 | [8 empty] | EXTREME SERIES AMGP | WH355581 |  | 2001 |  | 2001 | GRINDER | 1811010 |  |  |  |  | ACTV | 2019-09-18 | DZIWULS2 | 2012-03-02 | PINTOM | 2019-09-18 | M | E_GRINDER
10063255 | PUMP, GRINDER, E-ONE | E-S-N01-X | 401G023A | [8 empty] | IE000000000010063255 | Inactive/Scrap/Retired |  |  |  |  | 0000000000 |  |  |  | EN |  |  | INAC INST |  | X |  | 00:00:00 | [8 empty] | EXTREME SERIES AMGP | WH370511 |  | 2001 |  | 2001 | GRINDER | 1811010 |  |  |  |  | ACTV | 2017-12-11 | DZIWULS2 | 2012-03-02 | PINTOM | 2017-12-11 | M | E_GRINDER
10063370 | PUMP, GRINDER, E-ONE | E-S-N01-X | 401G018B | [8 empty] | IE000000000010063370 | Inactive/Scrap/Retired |  |  |  |  | 0000000000 |  |  |  | EN |  |  | INST |  | X |  | 00:00:00 | [8 empty] | EXTREME SERIES - AMG | WH355583 |  | 2001 |  | 2001 | GRINDER | 1811010 |  |  |  |  | ACTV | 2021-06-23 | DZIWULS2 | 2012-03-02 | PINTOM | 2021-06-23 | M | E_GRINDER
10063371 | PUMP, GRINDER, E-ONE, #2 | E-S-N01-X | 401G022B | [8 empty] | IE000000000010063371 | Inactive/Scrap/Retired |  |  |  |  | 0000000000 |  |  |  | EN |  |  | INAC INST |  | X |  | 00:00:00 | [8 empty] | EXTREME SERIES - AMG | WH369042 |  | 2001 |  | 2001 | GRINDER | 1811010 |  |  |  |  | ACTV | 2016-06-21 | DZIWULS2 | 2012-03-02 | PINTOM | 2016-06-21 | M | E_GRINDER
10069176 | PUMP, GRINDER, E-ONE | E-S-N01-X | [9 empty] | IE000000000010069176 | Inactive/Scrap/Retired |  |  |  |  | 0000000000 |  |  |  | EN |  |  | INST |  | X |  | 00:00:00 | [8 empty] | EXTREME SERIES AMGP | WH355043 |  | 2001 |  | 2001 | GENL | 1811010 |  |  |  |  | ACTV | 2021-06-23 | ZYNDAK | 2013-08-28 | PINTOM | 2021-06-23 | M | E_GRINDER
10069245 | PUMP, SPARE, HALL RD | E-S-N01-X | [9 empty] | IE000000000010069245 | Inactive/Scrap/Retired |  |  |  |  | 0000000000 |  |  |  | EN |  |  | INAC INST |  | X |  | 00:00:00 | [7 empty] | MYERS | 4GX50-21 | G00108981 |  | 2001 |  | 2001 | PUMP | 1811010 |  |  |  |  | ACTV | 2018-11-15 | ZYNDAK | 2013-10-22 | PINTOM | 2018-11-15 | M | E_PUMP
10069254 | PUMP, CLINTON PS | E-S-N01-X | [9 empty] | IE000000000010069254 | Inactive/Scrap/Retired |  |  |  |  | 0000000000 |  |  |  | EN |  |  | INST |  | X |  | 00:00:00 | [7 empty] | ITT FLYGT | 3127.180-6200 | 9740616 |  | 2001 |  | 2001 | PUMP | 1811010 |  |  |  |  | ACTV | 2020-07-20 | ZYNDAK | 2013-10-22 | PINTOM | 2020-07-20 | M | E_PUMP
10071499 | VALVE, GATE, 12", DISCHARGE PUMP #2 | E-S-N01-X | [9 empty] | IE000000000010071499 | Inactive/Scrap/Retired |  |  |  |  | 0000000000 |  |  |  | EN |  |  | ASEQ |  | X |  | 00:00:00 | [11 empty] | 2001 |  | 2001 | PUMP | 1811010 |  |  | 10002646 |  | ACTV | 2019-09-06 | LALLIR | 2015-02-10 | PINTOM | 2019-09-06 | M | E_VALVE
10071500 | VALVE, CHECK, 12", PUMP #2 | E-S-N01-X | [9 empty] | IE000000000010071500 | Inactive/Scrap/Retired |  |  |  |  | 0000000000 |  |  |  | EN |  |  | ASEQ |  | X |  | 00:00:00 | [11 empty] | 2001 | F04 | 2001 | GENL | 1811010 | FM01_100 | F04 | 10002646 |  | ACTV | 2019-09-06 | LALLIR | 2015-02-10 | PINTOM | 2019-09-06 | M | E_VALVE
10071501 | VALVE, GATE, 16", SUCTION, PUMP #2 | E-S-N01-X | [9 empty] | IE000000000010071501 | Inactive/Scrap/Retired |  |  |  |  | 0000000000 |  |  |  | EN |  |  | ASEQ |  | X |  | 00:00:00 | [11 empty] | 2001 |  | 2001 | PUMP | 1811010 |  |  | 10002646 |  | ACTV | 2019-09-06 | LALLIR | 2015-02-10 | PINTOM | 2019-09-06 | M | E_VALVE
10072865 | PUMP, GRINDER, E-ONE | E-S-N01-X | [9 empty] | IE000000000010072865 | Inactive/Scrap/Retired |  |  |  |  | 0000000000 |  |  |  | EN |  |  | INST |  | X |  | 00:00:00 | [8 empty] | EXTREME SERIES AMGP | WH559991 |  | 2001 |  | 2001 | GENL | 1811010 |  |  |  |  | ACTV | 2019-09-18 | PINTOM | 2017-06-27 | PINTOM | 2019-09-18 | M | E_GRINDER
10081290 | PUMP, GRINDER, E-ONE | E-S-N04-C-001-GP001 | [9 empty] | IE000000000010081290 | GRINDER UNIT, 420 HARRIS HILL RD. |  |  |  |  | 0000000000 |  |  |  | EN |  |  | INST |  | X |  | 00:00:00 | [7 empty] | E-ONE | EXTREME SERIES AMGP | WH735485 |  | 2001 | C04 | 2001 | GRINDER | 1811010 | CM01_100 | C04 |  |  | ACTV | 2021-11-12 | PINTOM | 2021-06-23 | PINTOM | 2021-11-12 | M | E_GRINDER | DE670
10063250 | PUMP, GRINDER, E-ONE, #1 | E-S-N04-C-001-GP002 | 401G018A | [8 empty] | IE000000000010063250 | GRINDER UNIT, 414 HARRIS HILL, (REAR) |  |  |  |  | 0000000000 |  |  |  | EN |  |  | INST |  | X |  | 00:00:00 | [8 empty] | EXTREME SERIES AMGP | WH355582 |  | 2001 | C04 | 2001 | GRINDER | 1811010 | CM01_100 | C04 |  |  | ACTV | 2016-03-28 | DZIWULS2 | 2012-03-02 | PINTOM | 2016-03-28 | M | E_GRINDER | DE66F
10063235 | PUMP, GRINDER, E-ONE | E-S-N04-C-001-GP003 | 401G003A | [8 empty] | IE000000000010063235 | GRINDER UNIT, 414 HARRIS HILL, (FRONT) |  |  |  |  | 0000000000 |  |  |  | EN |  |  | INST |  | X |  | 00:00:00 | [8 empty] | EXTREME SERIES AMGP | WH355059 |  | 2001 | C04 | 2001 | GRINDER | 1811010 | CM01_100 | C04 |  |  | ACTV | 2011-01-01 | DZIWULS2 | 2012-03-02 | CURRENTJ | 2015-12-16 | M | E_GRINDER | 7
10063237 | PUMP, GRINDER, E-ONE | E-S-N04-C-001-GP005 | 401G005A | [8 empty] | IE000000000010063237 | GRINDER UNIT, 404 HARRIS HILL RD. |  |  |  |  | 0000000000 |  |  |  | EN |  |  | INST |  | X |  | 00:00:00 | [8 empty] | EXTREME SERIES AMGP | WH355057 |  | 2001 | C04 | 2001 | GRINDER | 1811010 | CM01_100 | C04 |  |  | ACTV | 2011-01-01 | DZIWULS2 | 2012-03-02 | CURRENTJ | 2015-12-16 | M | E_GRINDER | DE66C
10063238 | PUMP, GRINDER, E-ONE | E-S-N04-C-001-GP006 | 401G006A | [8 empty] | IE000000000010063238 | GRINDER UNIT, 400 HARRIS HILL RD. |  |  |  |  | 0000000000 |  |  |  | EN |  |  | INST |  | X |  | 00:00:00 | [8 empty] | EXTREME SERIES AMGP | WH355051 |  | 2001 | C04 | 2001 | GRINDER | 1811010 | CM01_100 | C04 |  |  | ACTV | 2011-01-01 | DZIWULS2 | 2012-03-02 | CURRENTJ | 2015-12-16 | M | E_GRINDER | DE66B
10063239 | PUMP, GRINDER, E-ONE | E-S-N04-C-001-GP007 | 401G007A | [8 empty] | IE000000000010063239 | GRINDER UNIT, 394 HARRIS HILL RD. |  |  |  |  | 0000000000 |  |  |  | EN |  |  | INST |  | X |  | 00:00:00 | [8 empty] | EXTREME SERIES AMGP | WH355592 |  | 2001 | C04 | 2001 | GRINDER | 1811010 | CM01_100 | C04 |  |  | ACTV | 2011-01-01 | DZIWULS2 | 2012-03-02 | CURRENTJ | 2015-12-16 | M | E_GRINDER | DE669
10063240 | PUMP, GRINDER, E-ONE | E-S-N04-C-001-GP008 | 401G008A | [8 empty] | IE000000000010063240 | GRINDER UNIT, 390 HARRIS HILL RD. |  |  |  |  | 0000000000 |  |  |  | EN |  |  | INST |  | X |  | 00:00:00 | [8 empty] | EXTREME SERIES AMGP | WH355054 |  | 2001 | C04 | 2001 | GRINDER | 1811010 | CM01_100 | C04 |  |  | ACTV | 2011-01-01 | DZIWULS2 | 2012-03-02 | CURRENTJ | 2015-12-16 | M | E_GRINDER | DE668
10063236 | PUMP, GRINDER, E-ONE | E-S-N04-C-001-GP009 | 401G004A | [8 empty] | IE000000000010063236 | GRINDER UNIT, 386 HARRIS HILL RD. |  |  |  |  | 0000000000 |  |  |  | EN |  |  | INST |  | X |  | 00:00:00 | [8 empty] | EXTREME SERIES AMGP | WH355049 |  | 2001 | C04 | 2001 | GRINDER | 1811010 | CM01_100 | C04 |  |  | ACTV | 2020-04-16 | DZIWULS2 | 2012-03-02 | PINTOM | 2020-04-16 | M | E_GRINDER | DE667
10063233 | PUMP, GRINDER, E-ONE | E-S-N04-C-001-GP010 | 401G001A | [8 empty] | IE000000000010063233 | GRINDER UNIT, 378 HARRIS HILL (REAR) |  |  |  |  | 0000000000 |  |  |  | EN |  |  | INST |  | X |  | 00:00:00 | [8 empty] | EXTREME SERIES AMGP | WH355594 |  | 2001 | C04 | 2001 | GRINDER | 1811010 | CM01_100 | C04 |  |  | ACTV | 2018-04-06 | DZIWULS2 | 2012-03-02 | PINTOM | 2018-04-06 | M | E_GRINDER | DE666
10073139 | PUMP, GRINDER, E-ONE | E-S-N04-C-001-GP011 | [9 empty] | IE000000000010073139 | GRINDER UNIT, 378 HARRIS HILL, (FRONT) |  |  |  |  | 0000000000 |  |  |  | EN |  |  | INST |  | X |  | 00:00:00 | [7 empty] | ENVIRONMENT ONE CORPORATION |  | WH617402 |  | 2001 | C04 | 2001 | GRINDER | 1811010 | CM01_100 | C04 |  |  | ACTV | 2018-04-06 | PINTOM | 2017-12-11 | PINTOM | 2018-04-06 | M | E_GRINDER | 11
10069174 | PUMP, GRINDER, E-ONE | E-S-N04-C-001-GP012 | [9 empty] | IE000000000010069174 | GRINDER UNIT, 381 HARRIS HILL RD. |  |  |  |  | 0000000000 |  |  |  | EN |  |  | INST |  | X |  | 00:00:00 | [8 empty] | EXTREME SERIES AMGP | WH369027 |  | 2001 | C04 | 2001 | GENL | 1811010 | CM01_100 | C04 |  |  | ACTV | 2016-01-14 | ZYNDAK | 2013-08-28 | CURRENTJ | 2016-01-14 | M | E_GRINDER | DE662
10080831 | PUMP, GRINDER, E-ONE | E-S-N04-C-001-GP013 | 401G020A | [8 empty] | IE000000000010080831 | GRINDER UNIT, 377 HARRIS HILL RD. |  |  |  |  | 0000000000 |  |  |  | EN |  |  | INST |  | X |  | 00:00:00 | [8 empty] | EXTREME SERIES AMGP | WH707731 |  | 2001 | C04 | 2001 | GRINDER | 1811010 | CM01_100 | C04 |  |  | ACTV | 2021-04-12 | SWEETM | 2020-07-10 | PINTOM | 2021-04-12 | M | E_GRINDER | DE661
10080832 | PUMP, GRINDER, E-ONE | E-S-N04-C-001-GP015 | 401G020A | [8 empty] | IE000000000010080832 | GRINDER UNIT, 374 HARRIS HILL RD. |  |  |  |  | 0000000000 |  |  |  | EN |  |  | INST |  | X |  | 00:00:00 | [8 empty] | EXTREME SERIES AMGP | WH707738 |  | 2001 | C04 | 2001 | GRINDER | 1811010 | CM01_100 | C04 |  |  | ACTV | 2020-07-14 | SWEETM | 2020-07-10 | PINTOM | 2020-07-14 | M | E_GRINDER | DE660
10063251 | PUMP, GRINDER, E-ONE | E-S-N04-C-001-GP016 | 401G019A | [8 empty] | IE000000000010063251 | GRINDER UNIT, 352 HARRIS HILL, (REAR) |  |  |  |  | 0000000000 |  |  |  | EN |  |  | INST |  | X |  | 00:00:00 | [8 empty] | EXTREME SERIES AMGP | WH355050 |  | 2001 | C04 | 2001 | GRINDER | 1811010 | CM01_100 | C04 |  |  | ACTV | 2018-10-09 | DZIWULS2 | 2012-03-02 | PINTOM | 2018-10-09 | M | E_GRINDER | DE65F
10063249 | PUMP, GRINDER, E-ONE | E-S-N04-C-001-GP017 | 401G017A | [8 empty] | IE000000000010063249 | GRINDER UNIT, 352 HARRIS HILL, (FRONT) |  |  |  |  | 0000000000 |  |  |  | EN |  |  | INST |  | X |  | 00:00:00 | [8 empty] | EXTREME SERIES AMGP | WH355041 |  | 2001 | C04 | 2001 | GRINDER | 1811010 | CM01_100 | C04 |  |  | ACTV | 2011-01-01 | DZIWULS2 | 2012-03-02 | CURRENTJ | 2015-12-16 | M | E_GRINDER | DE65E
10079889 | PUMP, GRINDER, E-ONE | E-S-N04-C-001-GP018 | [9 empty] | IE000000000010079889 | GRINDER UNIT, DUPLEX, 2805 WEHRLE |  |  |  |  | 0000000000 |  |  |  | EN |  |  | INST |  | X |  | 00:00:00 | [7 empty] | E-ONE | EXTREME SERIES AMGP | WH668285 |  | 2001 | F01 | 2001 | GRINDER | 1811010 | FE01_100 | F01 |  |  | ACTV | 2019-10-16 | PINTOM | 2019-07-11 | PINTOM | 2019-10-16 | M | E_GRINDER | 15
10081289 | PUMP, GRINDER, E-ONE | E-S-N04-C-001-GP018 | [9 empty] | IE000000000010081289 | GRINDER UNIT, DUPLEX, 2805 WEHRLE |  |  |  |  | 0000000000 |  |  |  | EN |  |  | INST |  | X |  | 00:00:00 | [7 empty] | E-ONE | EXTREME SERIES AMGP | WH715650 |  | 2001 | C04 | 2001 | GRINDER | 1811010 | CM01_100 | C04 |  |  | ACTV | 2022-03-22 | PINTOM | 2021-06-23 | PINTOM | 2022-03-22 | M | E_GRINDER | 15
10079888 | PUMP, GRINDER, E-ONE | E-S-N04-C-001-GP019 | [9 empty] | IE000000000010079888 | GRINDER UNIT, 342 HARRIS HILL RD. |  |  |  |  | 0000000000 |  |  |  | EN |  |  | INST |  | X |  | 00:00:00 | [7 empty] | E-ONE | EXTREME SERIES AMGP | WH668283 |  | 2001 | F01 | 2001 | GRINDER | 1811010 | FE01_100 | F01 |  |  | ACTV | 2020-12-03 | PINTOM | 2019-07-11 | PINTOM | 2020-12-03 | M | E_GRINDER | DE65C
10072869 | PUMP, GRINDER, E-ONE | E-S-N04-C-001-GP020 | [9 empty] | IE000000000010072869 | GRINDER UNIT, 340 HARRIS HILL RD. |  |  |  |  | 0000000000 |  |  |  | EN |  |  | INST |  | X |  | 00:00:00 | [8 empty] | EXTREME SERIES AMGP | WH569458 |  | 2001 | C04 | 2001 | GENL | 1811010 | CM01_100 | C04 |  |  | ACTV | 2017-07-25 | PINTOM | 2017-06-29 | CURRENTJ | 2017-07-25 | M | E_GRINDER | DE65B
10063253 | PUMP, GRINDER, E-ONE | E-S-N04-C-001-GP021 | 401G021A | [8 empty] | IE000000000010063253 | GRINDER UNIT, 336 HARRIS HILL RD. |  |  |  |  | 0000000000 |  |  |  | EN |  |  | INST |  | X |  | 00:00:00 | [8 empty] | EXTREME SERIES AMGP | WH355580 |  | 2001 | C04 | 2001 | GRINDER | 1811010 | CM01_100 | C04 |  |  | ACTV | 2011-01-01 | DZIWULS2 | 2012-03-02 | CURRENTJ | 2015-12-16 | M | E_GRINDER | DE65D
10080830 | PUMP, GRINDER, E-ONE | E-S-N04-C-001-GP022 | 401G020A | [8 empty] | IE000000000010080830 | GRINDER UNIT, DUPLEX, 338 HARRIS HILL |  |  |  |  | 0000000000 |  |  |  | EN |  |  | INST |  | X |  | 00:00:00 | [8 empty] | EXTREME SERIES AMGP | WH707723 |  | 2001 | C04 | 2001 | GRINDER | 1811010 | CM01_100 | C04 |  |  | ACTV | 2020-11-02 | SWEETM | 2020-07-10 | PINTOM | 2020-11-02 | M | E_GRINDER | DE65A
10063234 | PUMP, GRINDER, E-ONE | E-S-N04-C-001-GP023 | 401G002A | [8 empty] | IE000000000010063234 | GRINDER UNIT, 385 HARRIS HILL RD. |  |  |  |  | 0000000000 |  |  |  | EN |  |  | INST |  | X |  | 00:00:00 | [8 empty] | EXTREME SERIES AMGP | WH355593 |  | 2001 | C04 | 2001 | GRINDER | 1811010 | CM01_100 | C04 |  |  | ACTV | 2017-05-01 | DZIWULS2 | 2012-03-02 | CURRENTJ | 2017-05-01 | M | E_GRINDER | 10
10002535 | PUMP 1 | E-S-N04-F-ARN-DRYWL | 4-39111 |  |  | NSWV | [5 empty] | IE000000000010002535 | AURORA NORTH PS DRY WELL | 14086 |  |  |  | 0000000000 |  |  |  | EN |  | 673 Aurora St @ Americo | INST |  | X |  | 00:00:00 | [7 empty] | ALLIS CHALMERS | 400 | 791-31674-1-1 |  | 2001 |  | 2001 | PUMP | 1811010 |  |  |  |  | ACTV | 2017-10-23 | DZIWULS2 | 2012-02-22 | PINTOM | 2017-10-23 | M | E_PUMP
10002536 | PUMP 2 | E-S-N04-F-ARN-DRYWL | 4-39112 |  |  | NSWV | [5 empty] | IE000000000010002536 | AURORA NORTH PS DRY WELL | 14086 |  |  |  | 0000000000 |  |  |  | EN |  | 673 Aurora St @ Americo | INST |  | X |  | 00:00:00 | [7 empty] | ALLIS CHALMERS | 400 | 791-31674-2-1 |  | 2001 |  | 2001 | PUMP | 1811010 |  |  |  |  | ACTV | 2017-10-23 | DZIWULS2 | 2012-02-22 | PINTOM | 2017-10-23 | M | E_PUMP
10002537 | PUMP, SUMP | E-S-N04-F-ARN-DRYWL | 4-39113 | [8 empty] | IE000000000010002537 | AURORA NORTH PS DRY WELL | 14086 |  |  |  | 0000000000 |  |  |  | EN |  | 673 Aurora St @ Americo | INST |  | X |  | 00:00:00 | [7 empty] | HYDROMATIC | SP50 |  |  | 2001 |  | 2001 | PUMP | 1811010 |  |  |  |  | ACTV | 2017-10-23 | DZIWULS2 | 2012-02-22 | PINTOM | 2017-10-23 | M | E_PUMP
10002538 | MOTOR, PUMP 1 | E-S-N04-F-ARN-DRYWL | 4-39121 | [8 empty] | IE000000000010002538 | AURORA NORTH PS DRY WELL | 14086 |  |  |  | 0000000000 |  |  |  | EN |  | 673 Aurora St @ Americo | ASEQ |  | X |  | 00:00:00 | [9 empty] | 6-341789-01 |  | 2001 |  | 2001 | MOTOR | 1811010 |  |  | 10002535 |  | ACTV | 2017-10-23 | DZIWULS2 | 2012-02-22 | PINTOM | 2017-10-23 | M | E_MOTOR
10002539 | MOTOR, PUMP 2 | E-S-N04-F-ARN-DRYWL | 4-39122 | [8 empty] | IE000000000010002539 | AURORA NORTH PS DRY WELL | 14086 |  |  |  | 0000000000 |  |  |  | EN |  | 673 Aurora St @ Americo | ASEQ |  | X |  | 00:00:00 | [9 empty] | 6-341789-01 |  | 2001 |  | 2001 | MOTOR | 1811010 |  |  | 10002536 |  | ACTV | 2017-10-23 | DZIWULS2 | 2012-02-22 | PINTOM | 2017-10-23 | M | E_MOTOR
10004346 | PANEL, CONTROL, PUMP | E-S-N04-F-ARN-ELINS | SAP000016 | [8 empty] | IE000000000010004346 | AURORA NORTH PS ELECTRIC/INSTRUMENTATION | 14086 |  |  |  | 0000000000 |  |  |  | EN |  | 673 Aurora St @ Americo | INST |  | X |  | 00:00:00 | [7 empty] | USEMCO |  |  |  | 2001 |  | 2001 | CONTROL | 1811010 |  |  |  |  | ACTV | 2017-10-23 | DZIWULS2 | 2012-02-22 | PINTOM | 2017-10-23 | M | E_CONTROL
10002534 | PUMP AROUND, 6" MALE | E-S-N04-F-ARN-PLUMB | 4-39050 | [8 empty] | IE000000000010002534 | AURORA NORTH PS PLUMBING | 14086 |  |  |  | 0000000000 |  |  |  | EN |  | 673 Aurora St @ Americo | INST |  | X |  | 00:00:00 | [11 empty] | 2001 |  | 2001 | PLUMBING | 1811010 |  |  |  |  | ACTV | 2017-10-23 | DZIWULS2 | 2012-02-22 | PINTOM | 2017-10-23 | M | E_PLUMBING
10004354 | PANEL, CONTROL, PUMP | E-S-N04-F-ARS-ELINS | SAP000024 | [8 empty] | IE000000000010004354 | AURORA SOUTH PS ELECTRIC/INSTRUMENTATION | 14059 |  |  |  | 0000000000 |  |  |  | EN |  | 811 Aurora St | INST |  | X |  | 00:00:00 | [7 empty] | ITT FLYGT |  |  |  | 2001 | F04 | 2001 | CONTROL | 1811010 | FM01_100 | F04 |  |  | ACTV | 2011-01-01 | DZIWULS2 | 2012-02-22 | SWEETM | 2013-02-07 | M | E_CONTROL
10004362 | PANEL, ALARM, PUMP | E-S-N04-F-ARS-ELINS | SAP000032 | [8 empty] | IE000000000010004362 | AURORA SOUTH PS ELECTRIC/INSTRUMENTATION | 14059 |  |  |  | 0000000000 |  |  |  | EN |  | 811 Aurora St | INST |  | X |  | 00:00:00 | [7 empty] | RONAN |  |  |  | 2001 | F04 | 2001 | MONITOR | 1811010 | FM01_100 | F04 |  |  | ACTV | 2011-01-01 | DZIWULS2 | 2012-02-22 | SWEETM | 2013-02-07 | M | E_MONITOR
10002516 | PUMP AROUND, 4" MALE | E-S-N04-F-ARS-PLUMB | 4-38050 | [8 empty] | IE000000000010002516 | AURORA SOUTH PS PLUMBING | 14059 |  |  |  | 0000000000 |  |  |  | EN |  | 811 Aurora St | INST |  | X |  | 00:00:00 | [11 empty] | 2001 | F04 | 2001 | PLUMBING | 1811010 | FM01_100 | F04 |  |  | ACTV | 2011-01-01 | DZIWULS2 | 2012-02-22 | SWEETM | 2013-02-07 | M | E_PLUMBING
10002517 | PUMP 1, SUBMERSIBLE | E-S-N04-F-ARS-WETWL | 4-38111 | [8 empty] | IE000000000010002517 | AURORA SOUTH PS WET WELL | 14059 |  |  |  | 0000000000 |  |  |  | EN |  | 811 Aurora St | INST |  | X |  | 00:00:00 | [7 empty] | FLYGT | 3140.180-6159 | 3140.180-9980128 |  | 2001 | F04 | 2001 | GENL | 1811010 | FM01_100 | F04 |  |  | ACTV | 2012-10-10 | DZIWULS2 | 2012-02-22 | ZYNDAK | 2013-10-23 | M | E_PUMP
10002518 | PUMP 2, SUBMERSIBLE | E-S-N04-F-ARS-WETWL | 4-38112 | [8 empty] | IE000000000010002518 | AURORA SOUTH PS WET WELL | 14059 |  |  |  | 0000000000 |  |  |  | EN |  | 811 Aurora St | INST |  | X |  | 00:00:00 | [7 empty] | FLYGT | 3140.180-6159 | 3140.180-9980127 |  | 2001 | F04 | 2001 | PUMP | 1811010 | FM01_100 | F04 |  |  | ACTV | 2011-01-01 | DZIWULS2 | 2012-02-22 | ZYNDAK | 2013-10-23 | M | E_PUMP
10004827 | PANEL, CONTROL, SUMP PUMP | E-S-N04-F-BDY-ELINS | SAP000497 | [8 empty] | IE000000000010004827 | BROADWAY EAST PS ELECTRIC/INSTRUMENTATIO | 14086 |  |  |  | 0000000000 |  |  |  | EN |  | 5200 Broadway | INST |  | X |  | 00:00:00 | [11 empty] | 2001 | F04 | 2001 | CONTROL | 1811010 | FM01_100 | F04 |  |  | ACTV | 2011-01-01 | DZIWULS2 | 2012-02-22 | SWEETM | 2013-02-07 | M | E_CONTROL
10004828 | STARTER, PUMP 1 & 2 | E-S-N04-F-BDY-ELINS | SAP000498 | [8 empty] | IE000000000010004828 | BROADWAY EAST PS ELECTRIC/INSTRUMENTATIO | 14086 |  |  |  | 0000000000 |  |  |  | EN |  | 5200 Broadway | INST |  | X |  | 00:00:00 | [7 empty] | ROBICON |  |  |  | 2001 | F04 | 2001 | CONTROL | 1811010 | FM01_100 | F04 |  |  | ACTV | 2011-01-01 | DZIWULS2 | 2012-02-22 | SWEETM | 2013-02-07 | M | E_CONTROL
10002470 | PUMP 1 SOUTH, SUBMERSIBLE | E-S-N04-F-BDY-WETWL | 4-36111 | [8 empty] | IE000000000010002470 | BROADWAY EAST PS WET WELL | 14086 |  |  |  | 0000000000 |  |  |  | EN |  | 5200 Broadway | INST |  | X |  | 00:00:00 | [7 empty] | FLYGT | CP3500 |  |  | 2001 | F04 | 2001 | PUMP | 1811010 | FM01_100 | F04 |  |  | ACTV | 2011-01-01 | DZIWULS2 | 2012-02-22 | PINTOM | 2019-01-29 | M | E_PUMP
10002471 | PUMP 2 NORTH, SUBMERSIBLE | E-S-N04-F-BDY-WETWL | 4-36112 | [8 empty] | IE000000000010002471 | BROADWAY EAST PS WET WELL | 14086 |  |  |  | 0000000000 |  |  |  | EN |  | 5200 Broadway | INST |  | X |  | 00:00:00 | [7 empty] | FLYGT | CP3500 |  |  | 2001 | F04 | 2001 | PUMP | 1811010 | FM01_100 | F04 |  |  | ACTV | 2011-01-01 | DZIWULS2 | 2012-02-22 | PINTOM | 2019-01-29 | M | E_PUMP
10002472 | PUMP 1 SOUTH, SUMP | E-S-N04-F-BDY-WETWL | 4-36113 | [8 empty] | IE000000000010002472 | BROADWAY EAST PS WET WELL | 14086 |  |  |  | 0000000000 |  |  |  | EN |  | 5200 Broadway | INST |  | X |  | 00:00:00 | [7 empty] | MAYER | 3RH |  |  | 2001 | F04 | 2001 | PUMP | 1811010 | FM01_100 | F04 |  |  | ACTV | 2011-01-01 | DZIWULS2 | 2012-02-22 | PINTOM | 2019-01-30 | M | E_PUMP
10002473 | PUMP 2 NORTH, SUMP | E-S-N04-F-BDY-WETWL | 4-36114 | [8 empty] | IE000000000010002473 | BROADWAY EAST PS WET WELL | 14086 |  |  |  | 0000000000 |  |  |  | EN |  | 5200 Broadway | INST |  | X |  | 00:00:00 | [7 empty] | MAYER | 3RH |  |  | 2001 | F04 | 2001 | PUMP | 1811010 | FM01_100 | F04 |  |  | ACTV | 2011-01-01 | DZIWULS2 | 2012-02-22 | PINTOM | 2019-01-30 | M | E_PUMP
10002447 | PUMP 1, SUBMERSIBLE | E-S-N04-F-BWM-DRYWL | 4-34112 |  |  | FK202-4/27 | [5 empty] | IE000000000010002447 | BOWMANSVILLE PS DRY WELL | 14026 |  |  |  | 0000000000 |  |  |  | EN |  | 36 Main St @ Fire Hall | INST |  | X |  | 00:00:00 | [7 empty] | DAVIS EMU | fa 10,84-233D | 266 428 |  | 2001 | F04 | 2001 | PUMP | 1811010 | FM01_100 | F04 |  |  | ACTV | 2021-10-13 | DZIWULS2 | 2012-02-22 | PINTOM | 2021-10-13 | M | E_PUMP
10069251 | PUMP 2, SUBMERSIBLE | E-S-N04-F-BWM-DRYWL |  |  |  | KORR FK202-4/27 | [5 empty] | IE000000000010069251 | BOWMANSVILLE PS DRY WELL | 14026 |  |  |  | 0000000000 |  |  |  | EN |  | 36 Main St @ Fire Hall | INST |  | X |  | 00:00:00 | [7 empty] | DAVIS EMU | FA10.84-233D | 266 427 |  | 2001 | F04 | 2001 | PUMP | 1811010 | FM01_100 | F04 |  |  | ACTV | 2021-12-20 | ZYNDAK | 2013-10-22 | PINTOM | 2021-12-20 | M | E_PUMP
10004793 | PANEL, CONTROL, PUMP PLC | E-S-N04-F-BWM-ELINS | SAP000463 | [8 empty] | IE000000000010004793 | BOWMANSVILLE PS ELECTRIC/INSTRUMENTATION | 14026 |  |  |  | 0000000000 |  |  |  | EN |  | 36 Main St @ Fire Hall | INST |  | X |  | 00:00:00 | [7 empty] | CUSTOM PANEL |  |  |  | 2001 | F04 | 2001 | CONTROL | 1811010 | FM01_100 | F04 |  |  | ACTV | 2013-03-13 | DZIWULS2 | 2012-02-22 | ZYNDAK | 2013-03-13 | M | E_CONTROL
10002444 | PUMP AROUND, 6" MALE | E-S-N04-F-BWM-PLUMB | 4-34050 | [8 empty] | IE000000000010002444 | BOWMANSVILLE PS PLUMBING | 14026 |  |  |  | 0000000000 |  |  |  | EN |  | 36 Main St @ Fire Hall | INST |  | X |  | 00:00:00 | [11 empty] | 2001 | F04 | 2001 | PLUMBING | 1811010 | FM01_100 | F04 |  |  | ACTV | 2012-09-26 | DZIWULS2 | 2012-02-22 | SWEETM | 2013-02-07 | M | E_PLUMBING
10081435 | PUMP, SPARE, BOWMANSVILLE | E-S-N04-F-BWM-XEQUP | [9 empty] | IE000000000010081435 | BOWMANSVILLE PS SPARE EQUIPMENT | 14026 |  |  |  | 0000000000 |  |  |  | EN |  | 36 Main St @ Fire Hall | INST |  | X |  | 00:00:00 |  |  | USD |  |  |  |  | WILO | FK 202-4/27EX | 2700650494289 |  | 2001 | F04 | 2001 | PUMP | 1811010 | FM01_100 | F04 |  |  | ACTV | 2021-12-17 | PINTOM | 2021-12-17 | PINTOM | 2021-12-17 | M | E_PUMP
10004958 | HEAT PUMP, CONTROL RM | E-S-N04-F-DPW-BLDGR | SAP000628 | [8 empty] | IE000000000010004958 | DEPEW PS BUILDINGS AND GROUNDS | 14043 |  |  |  | 0000000000 |  |  |  | EN |  | 315 Borden Rd (Depew DPW) | INST |  | X |  | 00:00:00 | [7 empty] | TRANE | TCD150C400BA | N29103399D |  | 2001 | F04 | 2001 | HVAC | 1811010 | FM01_100 | F04 |  |  | ACTV | 2011-01-01 | DZIWULS2 | 2012-02-22 | SWEETM | 2013-02-07 | M | E_HVAC
10002328 | PUMP 1 | E-S-N04-F-DPW-DRYWL | 4-31111 | [8 empty] | IE000000000010002328 | DEPEW PS DRY WELL | 14043 |  |  |  | 0000000000 |  |  |  | EN |  | 315 Borden Rd (Depew DPW) | INST |  | X |  | 00:00:00 | [7 empty] | ITT | 250 | 227541-01-01 |  | 2001 | F04 | 2001 | PUMP | 1811010 | FM01_100 | F04 |  |  | ACTV | 2011-01-01 | DZIWULS2 | 2012-02-22 | SWEETM | 2013-02-07 | M | E_PUMP
10002329 | PUMP 2 | E-S-N04-F-DPW-DRYWL | 4-31112 | [8 empty] | IE000000000010002329 | DEPEW PS DRY WELL | 14043 |  |  |  | 0000000000 |  |  |  | EN |  | 315 Borden Rd (Depew DPW) | INST |  | X |  | 00:00:00 | [7 empty] | ITT FLYGT | NSYV 250 | 227 541-01-05 |  | 2001 | F04 | 2001 | PUMP | 1811010 | FM01_100 | F04 |  |  | ACTV | 2011-01-01 | DZIWULS2 | 2012-02-22 | ZYNDAK | 2013-10-22 | M | E_PUMP
10002330 | PUMP 3 | E-S-N04-F-DPW-DRYWL | 4-31113 | [8 empty] | IE000000000010002330 | DEPEW PS DRY WELL | 14043 |  |  |  | 0000000000 |  |  |  | EN |  | 315 Borden Rd (Depew DPW) | INST |  | X |  | 00:00:00 | [7 empty] | ITT FLYGT | NSYV 250 | 227 541-01-03 |  | 2001 | F04 | 2001 | PUMP | 1811010 | FM01_100 | F04 |  |  | ACTV | 2011-01-01 | DZIWULS2 | 2012-02-22 | ZYNDAK | 2013-10-22 | M | E_PUMP
10002332 | PUMP 5 | E-S-N04-F-DPW-DRYWL | 4-31115 | [8 empty] | IE000000000010002332 | DEPEW PS DRY WELL | 14043 |  |  |  | 0000000000 |  |  |  | EN |  | 315 Borden Rd (Depew DPW) | INST |  | X |  | 00:00:00 | [7 empty] | ITT FLYGT | NSYV 250 | 227541-01-05 |  | 2001 | F04 | 2001 | PUMP | 1811010 | FM01_100 | F04 |  |  | ACTV | 2011-01-01 | DZIWULS2 | 2012-02-22 | ZYNDAK | 2013-10-22 | M | E_PUMP
10002333 | PUMP, SUMP | E-S-N04-F-DPW-DRYWL | 4-31116 | [8 empty] | IE000000000010002333 | DEPEW PS DRY WELL | 14043 |  |  |  | 0000000000 |  |  |  | EN |  | 315 Borden Rd (Depew DPW) | INST |  | X |  | 00:00:00 | [8 empty] | HYDROMATIC SPD50H 1 |  |  | 2001 | F04 | 2001 | PUMP | 1811010 | FM01_100 | F04 |  |  | ACTV | 2011-01-01 | DZIWULS2 | 2012-02-22 | SWEETM | 2013-02-07 | M | E_PUMP
10002334 | PUMP, SUMP | E-S-N04-F-DPW-DRYWL | 4-31117 | [8 empty] | IE000000000010002334 | DEPEW PS DRY WELL | 14043 |  |  |  | 0000000000 |  |  |  | EN |  | 315 Borden Rd (Depew DPW) | INST |  | X |  | 00:00:00 | [8 empty] | HYDROMATIC SPD50H 1 |  |  | 2001 | F04 | 2001 | PUMP | 1811010 | FM01_100 | F04 |  |  | ACTV | 2011-01-01 | DZIWULS2 | 2012-02-22 | SWEETM | 2013-02-07 | M | E_PUMP
10002335 | PUMP, METERING | E-S-N04-F-DPW-DRYWL | 4-31119 | [8 empty] | IE000000000010002335 | DEPEW PS DRY WELL | 14043 |  |  |  | 0000000000 |  |  |  | EN |  | 315 Borden Rd (Depew DPW) | INST |  | X |  | 00:00:00 | [8 empty] | LB025A-KTC1-XXX | 9808104724 |  | 2001 | F04 | 2001 | PUMP | 1811010 | FM01_100 | F04 |  |  | ACTV | 2011-01-01 | DZIWULS2 | 2012-02-22 | SWEETM | 2013-02-07 | M | E_PUMP
10002337 | MOTOR, PUMP 1 | E-S-N04-F-DPW-DRYWL | 4-31121 | [8 empty] | IE000000000010002337 | DEPEW PS DRY WELL | 14043 |  |  |  | 0000000000 |  |  |  | EN |  | 315 Borden Rd (Depew DPW) | ASEQ |  | X |  | 00:00:00 | [7 empty] | US ELECTRIC MOTOR | H18056 |  |  | 2001 | F04 | 2001 | MOTOR | 1811010 | FM01_100 | F04 | 10002328 |  | ACTV | 2013-03-12 | DZIWULS2 | 2012-02-22 | ZYNDAK | 2013-03-12 | M | E_MOTOR
10002338 | MOTOR, PUMP 2 | E-S-N04-F-DPW-DRYWL | 4-31122 | [8 empty] | IE000000000010002338 | DEPEW PS DRY WELL | 14043 |  |  |  | 0000000000 |  |  |  | EN |  | 315 Borden Rd (Depew DPW) | ASEQ |  | X |  | 00:00:00 | [11 empty] | 2001 | F04 | 2001 | MOTOR | 1811010 | FM01_100 | F04 | 10002329 |  | ACTV | 2013-03-12 | DZIWULS2 | 2012-02-22 | ZYNDAK | 2013-03-12 | M | E_MOTOR
10002339 | MOTOR, PUMP 3 | E-S-N04-F-DPW-DRYWL | 4-31123 | [8 empty] | IE000000000010002339 | DEPEW PS DRY WELL | 14043 |  |  |  | 0000000000 |  |  |  | EN |  | 315 Borden Rd (Depew DPW) | ASEQ |  | X |  | 00:00:00 | [11 empty] | 2001 | F04 | 2001 | MOTOR | 1811010 | FM01_100 | F04 | 10002330 |  | ACTV | 2013-03-12 | DZIWULS2 | 2012-02-22 | ZYNDAK | 2013-03-12 | M | E_MOTOR
10002341 | MOTOR, PUMP 5 | E-S-N04-F-DPW-DRYWL | 4-31125 | [8 empty] | IE000000000010002341 | DEPEW PS DRY WELL | 14043 |  |  |  | 0000000000 |  |  |  | EN |  | 315 Borden Rd (Depew DPW) | ASEQ |  | X |  | 00:00:00 | [11 empty] | 2001 | F04 | 2001 | MOTOR | 1811010 | FM01_100 | F04 | 10002332 |  | ACTV | 2013-03-12 | DZIWULS2 | 2012-02-22 | ZYNDAK | 2013-03-12 | M | E_MOTOR
10069236 | PUMP 4 | E-S-N04-F-DPW-DRYWL |  |  |  | NSYV | [5 empty] | IE000000000010069236 | DEPEW PS DRY WELL | 14043 |  |  |  | 0000000000 |  |  |  | EN |  | 315 Borden Rd (Depew DPW) | INST |  | X |  | 00:00:00 | [7 empty] | ITT | 250 | 227541-01-01 |  | 2001 | F04 | 2001 | PUMP | 1811010 | FM01_100 | F04 |  |  | ACTV | 2022-07-22 | ZYNDAK | 2013-10-22 | PINTOM | 2022-07-22 | M | E_PUMP
10002331 | PUMP 4 | E-S-N04-F-DPW-XEQUP | 4-31114 | [8 empty] | IE000000000010002331 | DEPEW PS SPARE EQUIPMENT | 14043 |  |  |  | 0000000000 |  |  |  | EN |  | 315 Borden Rd (Depew DPW) | INST |  | X |  | 00:00:00 | [7 empty] | ITT FLYGT | NSYV 250 | 227541-01-04 |  | 2001 | F04 | 2001 | PUMP | 1811010 | FM01_100 | F04 |  |  | ACTV | 2022-07-22 | DZIWULS2 | 2012-02-22 | PINTOM | 2022-07-22 | M | E_PUMP
10002340 | MOTOR, PUMP 4 | E-S-N04-F-DPW-XEQUP | 4-31124 | [8 empty] | IE000000000010002340 | DEPEW PS SPARE EQUIPMENT | 14043 |  |  |  | 0000000000 |  |  |  | EN |  | 315 Borden Rd (Depew DPW) | ASEQ |  | X |  | 00:00:00 | [11 empty] | 2001 | F04 | 2001 | MOTOR | 1811010 | FM01_100 | F04 | 10002331 |  | ACTV | 2022-07-22 | DZIWULS2 | 2012-02-22 | PINTOM | 2022-07-22 | M | E_MOTOR
10079902 | PUMP, SPARE, DEPEW PS | E-S-N04-F-DPW-XEQUP | [9 empty] | IE000000000010079902 | DEPEW PS SPARE EQUIPMENT | 14043 |  |  |  | 0000000000 |  |  |  | EN |  | 315 Borden Rd (Depew DPW) | INST |  | X |  | 00:00:00 |  |  | USD |  |  |  |  | FLYGT | 250 | 227541-01BKP0 |  | 2001 | F04 | 2001 | PUMP | 1811010 | FM01_100 | F04 |  |  | ACTV | 2019-07-22 | PINTOM | 2019-07-22 |  |  | M | E_PUMP
10005086 | PUMP CONTROL PANEL | E-S-N04-F-FTM-ELINS | SAP000756 | [8 empty] | IE000000000010005086 | FORESTREAM PS ELECTRICAL/INSTRUMENTATION | 14043 |  |  |  | 0000000000 |  |  |  | EN |  | 4733 Transit Road (at Forestream) | INST |  | X |  | 00:00:00 | [7 empty] | FLYGT |  |  |  | 2001 | F04 | 2001 | ELECTRIC | 1811010 | FM01_100 | F04 |  |  | ACTV | 2011-01-01 | DZIWULS2 | 2012-02-22 | SWEETM | 2013-02-07 | M | E_ELECTRIC
10002393 | PUMP AROUND, 6" FEMALE | E-S-N04-F-FTM-PLUMB | 4-32050 | [8 empty] | IE000000000010002393 | FORESTREAM PS PLUMBING | 14043 |  |  |  | 0000000000 |  |  |  | EN |  | 4733 Transit Road (at Forestream) | INST |  | X |  | 00:00:00 | [11 empty] | 2001 | F04 | 2001 | PLUMBING | 1811010 | FM01_100 | F04 |  |  | ACTV | 2011-01-01 | DZIWULS2 | 2012-02-22 | SWEETM | 2013-02-07 | M | E_PLUMBING
10002396 | PUMP, SUBMERSIBLE #1 | E-S-N04-F-FTM-WETWL | 4-32111 | [8 empty] | IE000000000010002396 | FORESTREAM PS WET WELL | 14043 |  |  |  | 0000000000 |  |  |  | EN |  | 4733 Transit Road (at Forestream) | INST |  | X |  | 00:00:00 | [7 empty] | FLYGT | 3127.091-6039 | 9330017 |  | 2001 | F04 | 2001 | PUMP | 1811010 | FM01_100 | F04 |  |  | ACTV | 2021-01-21 | DZIWULS2 | 2012-02-22 | PINTOM | 2021-01-21 | M | E_PUMP
10069253 | PUMP, SUBMERSIBLE #2 | E-S-N04-F-FTM-WETWL | [9 empty] | IE000000000010069253 | FORESTREAM PS WET WELL | 14043 |  |  |  | 0000000000 |  |  |  | EN |  | 4733 Transit Road (at Forestream) | INST |  | X |  | 00:00:00 | [7 empty] | ITT FLYGT | 3152.091-6039 | 9370017 |  | 2001 | F04 | 2001 | PUMP | 1811010 | FM01_100 | F04 |  |  | ACTV | 2016-10-21 | ZYNDAK | 2013-10-22 | CURRENTJ | 2018-01-03 | M | E_PUMP
10081275 | PUMP, SPARE, FORESTREAM | E-S-N04-F-FTM-XEQUP | [9 empty] | IE000000000010081275 | FORESTREAM PS SPARE EQUIPMENT | 14043 |  |  |  | 0000000000 |  |  |  | EN |  | 4733 Transit Road (at Forestream) | INST |  | X |  | 00:00:00 |  |  | USD |  |  |  |  | FLYGT | 3153.095-0218 | 2130003 |  | 2001 | F04 | 2001 | GENL | 1811010 | FM01_100 | F04 |  |  | ACTV | 2021-06-04 | PINTOM | 2021-06-04 | PINTOM | 2021-06-04 | M | E_PUMP
10074020 | PUMP, FUEL, DIESEL | E-S-N04-F-HDQ-FUEL | [9 empty] | IE000000000010074020 | FUEL SYSTEM | 14043 |  |  |  | 0000000000 |  |  |  | EN |  | 3789 Walden Ave | INST |  | X |  | 00:00:00 |  |  | USD |  |  |  |  | GAS BOY | 9853KDF | AT00002484 |  | 2001 | F04 | 2001 | PUMP | 1811010 | FM01_100 | F04 |  |  | ACTV | 2018-12-17 | PINTOM | 2018-12-17 |  |  | M | E_PUMP
10074021 | PUMP, FUEL, UNLEADED | E-S-N04-F-HDQ-FUEL | [9 empty] | IE000000000010074021 | FUEL SYSTEM |  |  |  |  | 0000000000 |  |  |  | EN |  |  | INST |  | X |  | 00:00:00 |  |  | USD |  |  |  |  | GAS BOY | 9853KDF | 100002483 |  | 2001 | F04 | 2001 | PUMP | 1811010 | FM01_100 | F04 |  |  | ACTV | 2018-12-17 | PINTOM | 2018-12-17 |  |  | M | E_PUMP
10079878 | PUMP, GLYCOL | E-S-N04-F-HDQ-HVAC | [9 empty] | IE000000000010079878 | NR HEATING AND VENTILATION | 14043 |  |  |  | 0000000000 |  |  |  | EN |  | 3789 Walden Ave | INST |  | X |  | 00:00:00 | [11 empty] | 2001 | F04 | 2001 | HVAC | 1811010 | FM01_100 | F04 |  |  | ACTV | 2011-01-01 | KAMINSKK | 2019-06-20 |  |  | M | E_HVAC
10079879 | MOTOR, PUMP, GLYCOL | E-S-N04-F-HDQ-HVAC | [9 empty] | IE000000000010079879 | NR HEATING AND VENTILATION | 14043 |  |  |  | 0000000000 |  |  |  | EN |  | 3789 Walden Ave | ASEQ |  | X |  | 00:00:00 | [11 empty] | 2001 | F04 | 2001 | HVAC | 1811010 | FM01_100 | F04 | 10079878 |  | ACTV | 2011-01-01 | KAMINSKK | 2019-06-20 | KAMINSKK | 2019-06-20 | M | E_MOTOR
10005097 | PANEL, CONTROL, PUMP | E-S-N04-F-HLL-ELINS | SAP000767 | [8 empty] | IE000000000010005097 | HALL RD PS ELECTRICAL/INSTRUMENTATION | 14059 |  |  |  | 0000000000 |  |  |  | EN |  | 244 Hall Rd | INST |  | X |  | 00:00:00 | [11 empty] | 2001 | F04 | 2001 | CONTROL | 1811010 | FM01_100 | F04 |  |  | ACTV | 2011-01-01 | DZIWULS2 | 2012-02-22 | SWEETM | 2013-02-07 | M | E_CONTROL
10002616 | PUMP AROUND, 2" MALE | E-S-N04-F-HLL-PLUMB | 4-42050 | [8 empty] | IE000000000010002616 | HALL RD PS PLUMBING | 14059 |  |  |  | 0000000000 |  |  |  | EN |  | 244 Hall Rd | INST |  | X |  | 00:00:00 | [11 empty] | 2001 | F04 | 2001 | PLUMBING | 1811010 | FM01_100 | F04 |  |  | ACTV | 2011-01-01 | DZIWULS2 | 2012-02-22 | SWEETM | 2013-02-07 | M | E_PLUMBING
10069218 | PUMP 2, SUBMERSIBLE | E-S-N04-F-HLL-WETWL | [9 empty] | IE000000000010069218 | HALL RD PS WET WELL | 14059 |  |  |  | 0000000000 |  |  |  | EN |  | 244 Hall Rd | INST |  | X |  | 00:00:00 | [7 empty] | MYERS | WG50-21 | G00136715 |  | 2001 | F04 | 2001 | PUMP | 1811010 | FM01_100 | F04 |  |  | ACTV | 2018-10-16 | ZYNDAK | 2013-09-30 | PINTOM | 2018-10-16 | M | E_PUMP
10069244 | PUMP 1, SUBMERSIBLE | E-S-N04-F-HLL-WETWL | [9 empty] | IE000000000010069244 | HALL RD PS WET WELL | 14059 |  |  |  | 0000000000 |  |  |  | EN |  | 244 Hall Rd | INST |  | X |  | 00:00:00 | [7 empty] | MYERS | 4GX50-21 | BX-450106 |  | 2001 | F04 | 2001 | PUMP | 1811010 | FM01_100 | F04 |  |  | ACTV | 2014-07-16 | ZYNDAK | 2013-10-22 | PINTOM | 2014-07-16 | M | E_PUMP
10002563 | PUMP 1, HASKELL | E-S-N04-F-HSK-DRYWL | 4-40111 | [8 empty] | IE000000000010002563 | HASKELL PS DRY WELL | 14086 |  |  |  | 0000000000 |  |  |  | EN |  | 15 Haskell Dr (near 15) | INST |  | X |  | 00:00:00 | [7 empty] | GOULD | 400 TYPE NSWV | 791-31675-1-1 |  | 2001 | F04 | 2001 | PUMP | 1811010 | FM01_100 | F04 |  |  | ACTV | 2011-01-01 | DZIWULS2 | 2012-02-22 | CURRENTJ | 2015-03-16 | M | E_PUMP
10002564 | PUMP 2 | E-S-N04-F-HSK-DRYWL | 4-40112 | [8 empty] | IE000000000010002564 | HASKELL PS DRY WELL | 14086 |  |  |  | 0000000000 |  |  |  | EN |  | 15 Haskell Dr (near 15) | INST |  | X |  | 00:00:00 | [7 empty] | GOULD | 400 TYPE NSWV | 791-31675-2-1 |  | 2001 | F04 | 2001 | PUMP | 1811010 | FM01_100 | F04 |  |  | ACTV | 2011-01-01 | DZIWULS2 | 2012-02-22 | SWEETM | 2013-02-07 | M | E_PUMP
10002565 | PUMP, SUMP | E-S-N04-F-HSK-DRYWL | 4-40113 | [8 empty] | IE000000000010002565 | HASKELL PS DRY WELL | 14086 |  |  |  | 0000000000 |  |  |  | EN |  | 15 Haskell Dr (near 15) | INST |  | X |  | 00:00:00 | [11 empty] | 2001 | F04 | 2001 | PUMP | 1811010 | FM01_100 | F04 |  |  | ACTV | 2011-01-01 | DZIWULS2 | 2012-02-22 | SWEETM | 2013-02-07 | M | E_PUMP
10002566 | MOTOR, PUMP 1 | E-S-N04-F-HSK-DRYWL | 4-40121 | [8 empty] | IE000000000010002566 | HASKELL PS DRY WELL | 14086 |  |  |  | 0000000000 |  |  |  | EN |  | 15 Haskell Dr (near 15) | ASEQ |  | X |  | 00:00:00 | [9 empty] | 6-341790-01 |  | 2001 | F04 | 2001 | MOTOR | 1811010 | FM01_100 | F04 | 10002563 |  | ACTV | 2013-03-12 | DZIWULS2 | 2012-02-22 | ZYNDAK | 2013-03-12 | M | E_MOTOR
10002567 | MOTOR, PUMP 2 | E-S-N04-F-HSK-DRYWL | 4-40122 | [8 empty] | IE000000000010002567 | HASKELL PS DRY WELL | 14086 |  |  |  | 0000000000 |  |  |  | EN |  | 15 Haskell Dr (near 15) | ASEQ |  | X |  | 00:00:00 | [9 empty] | 6-341790-01 |  | 2001 | F04 | 2001 | MOTOR | 1811010 | FM01_100 | F04 | 10002564 |  | ACTV | 2013-03-12 | DZIWULS2 | 2012-02-22 | ZYNDAK | 2013-03-12 | M | E_MOTOR
10005134 | PUMP CONTROL PANEL | E-S-N04-F-HSK-ELINS | SAP000804 | [8 empty] | IE000000000010005134 | HASKELL PS ELECTRICAL/INSTRUMENTATION | 14086 |  |  |  | 0000000000 |  |  |  | EN |  | 15 Haskell Dr (near 15) | INST |  | X |  | 00:00:00 | [7 empty] | ESEMCO | SP1000PA201E | 2589NE |  | 2001 | F04 | 2001 | CONTROL | 1811010 | FM01_100 | F04 |  |  | ACTV | 2011-01-01 | DZIWULS2 | 2012-02-22 | SWEETM | 2013-02-07 | M | E_CONTROL
10002562 | PUMP AROUND, 6" MALE | E-S-N04-F-HSK-PLUMB | 4-40050 | [8 empty] | IE000000000010002562 | HASKELL PS PLUMBING | 14086 |  |  |  | 0000000000 |  |  |  | EN |  | 15 Haskell Dr (near 15) | INST |  | X |  | 00:00:00 | [11 empty] | 2001 | F04 | 2001 | PLUMBING | 1811010 | FM01_100 | F04 |  |  | ACTV | 2011-01-01 | DZIWULS2 | 2012-02-22 | SWEETM | 2013-02-07 | M | E_PLUMBING
10002647 | PUMP, SUMP | E-S-N04-F-IRQ-DRYWL | 4-45113 | [8 empty] | IE000000000010002647 | IROQUOIS PS DRY WELL | 14086 |  |  |  | 0000000000 |  |  |  | EN |  | Iroquois Ave & Ronald Dr (Corner) | INST |  | X |  | 00:00:00 | [7 empty] | HYDROMATIC | SPD50MH1 |  |  | 2001 | F04 | 2001 | PUMP | 1811010 | FM01_100 | F04 |  |  | ACTV | 2011-01-01 | DZIWULS2 | 2012-02-22 | SWEETM | 2013-02-07 | M | E_PUMP
10080028 | PUMP 1 | E-S-N04-F-IRQ-DRYWL |  |  |  | RP01019 | [5 empty] | IE000000000010080028 | IROQUOIS PS DRY WELL | 14086 |  |  |  | 0000000000 |  |  |  | EN |  | Iroquois Ave & Ronald Dr (Corner) | INST |  | X |  | 00:00:00 | [7 empty] | SMITH AND LOVELESS | 8D4B | 180558 |  | 2001 | F04 | 2001 | PUMP | 1811010 | FM01_100 | F04 |  |  | ACTV | 2020-03-06 | PINTOM | 2019-08-28 | PINTOM | 2020-03-06 | M | E_PUMP
10080029 | PUMP 2 | E-S-N04-F-IRQ-DRYWL |  |  |  | RP01019 | [5 empty] | IE000000000010080029 | IROQUOIS PS DRY WELL | 14086 |  |  |  | 0000000000 |  |  |  | EN |  | Iroquois Ave & Ronald Dr (Corner) | INST |  | X |  | 00:00:00 | [7 empty] | SMITH AND LOVELESS | 8D4B | 180560 |  | 2001 | F04 | 2001 | PUMP | 1811010 | FM01_100 | F04 |  |  | ACTV | 2020-03-06 | PINTOM | 2019-08-28 | PINTOM | 2020-03-06 | M | E_PUMP
10080030 | VALVE, CHECK, 12" , PUMP 1 | E-S-N04-F-IRQ-DRYWL | [9 empty] | IE000000000010080030 | IROQUOIS PS DRY WELL | 14086 |  |  |  | 0000000000 |  |  |  | EN |  | Iroquois Ave & Ronald Dr (Corner) | ASEQ |  | X |  | 00:00:00 | [7 empty] | GA INDUSTRIES |  | 432025415 |  | 2001 | F04 | 2001 | VALVE | 1811010 | FM01_100 | F04 | 10080028 |  | ACTV | 2019-09-06 | PINTOM | 2019-08-28 | PINTOM | 2019-09-06 | M | E_VALVE
10080031 | VALVE, CHECK, 12" , PUMP 2 | E-S-N04-F-IRQ-DRYWL | [9 empty] | IE000000000010080031 | IROQUOIS PS DRY WELL | 14086 |  |  |  | 0000000000 |  |  |  | EN |  | Iroquois Ave & Ronald Dr (Corner) | ASEQ |  | X |  | 00:00:00 | [7 empty] | GA INDUSTRIES |  | 432025415 |  | 2001 | F04 | 2001 | VALVE | 1811010 | FM01_100 | F04 | 10080029 |  | ACTV | 2019-09-06 | PINTOM | 2019-08-28 | PINTOM | 2019-09-06 | M | E_VALVE
10080032 | VALVE, 12" DISCHARGE PUMP 1 | E-S-N04-F-IRQ-DRYWL | [9 empty] | IE000000000010080032 | IROQUOIS PS DRY WELL | 14086 |  |  |  | 0000000000 |  |  |  | EN |  | Iroquois Ave & Ronald Dr (Corner) | ASEQ |  | X |  | 00:00:00 | [7 empty] | J & S |  |  |  | 2001 | F04 | 2001 | VALVE | 1811010 | FM01_100 | F04 | 10080028 |  | ACTV | 2019-09-06 | PINTOM | 2019-08-28 | PINTOM | 2020-03-06 | M | E_VALVE
10080033 | VALVE, 12" DISCHARGE PUMP 2 | E-S-N04-F-IRQ-DRYWL | [9 empty] | IE000000000010080033 | IROQUOIS PS DRY WELL | 14086 |  |  |  | 0000000000 |  |  |  | EN |  | Iroquois Ave & Ronald Dr (Corner) | ASEQ |  | X |  | 00:00:00 | [7 empty] | J & S |  |  |  | 2001 | F04 | 2001 | VALVE | 1811010 | FM01_100 | F04 | 10080029 |  | ACTV | 2019-09-06 | PINTOM | 2019-08-28 | PINTOM | 2020-03-06 | M | E_VALVE
10080034 | VALVE, 12" SUCTION PUMP 1 | E-S-N04-F-IRQ-DRYWL | [9 empty] | IE000000000010080034 | IROQUOIS PS DRY WELL | 14086 |  |  |  | 0000000000 |  |  |  | EN |  | Iroquois Ave & Ronald Dr (Corner) | ASEQ |  | X |  | 00:00:00 | [7 empty] | J & S |  |  |  | 2001 | F04 | 2001 | VALVE | 1811010 | FM01_100 | F04 | 10080028 |  | ACTV | 2019-09-06 | PINTOM | 2019-08-28 | PINTOM | 2020-03-06 | M | E_VALVE
10080035 | VALVE, 12" SUCTION PUMP 2 | E-S-N04-F-IRQ-DRYWL | [9 empty] | IE000000000010080035 | IROQUOIS PS DRY WELL | 14086 |  |  |  | 0000000000 |  |  |  | EN |  | Iroquois Ave & Ronald Dr (Corner) | ASEQ |  | X |  | 00:00:00 | [7 empty] | J & S |  |  |  | 2001 | F04 | 2001 | VALVE | 1811010 | FM01_100 | F04 | 10080029 |  | ACTV | 2019-09-06 | PINTOM | 2019-08-28 | PINTOM | 2020-03-06 | M | E_VALVE
10080715 | MOTOR, PUMP 1 | E-S-N04-F-IRQ-DRYWL | [9 empty] | IE000000000010080715 | IROQUOIS PS DRY WELL | 14086 |  |  |  | 0000000000 |  |  |  | EN |  | Iroquois Ave & Ronald Dr (Corner) | ASEQ |  | X |  | 00:00:00 | [7 empty] | SMITH AND LOVELESS |  | A1808232052 |  | 2001 | F04 | 2001 | MOTOR | 1811010 | FM01_100 | F04 | 10080028 |  | ACTV | 2020-03-06 | PINTOM | 2020-03-06 | PINTOM | 2020-03-06 | M | E_MOTOR
10080716 | MOTOR, PUMP 2 | E-S-N04-F-IRQ-DRYWL | [9 empty] | IE000000000010080716 | IROQUOIS PS DRY WELL | 14086 |  |  |  | 0000000000 |  |  |  | EN |  | Iroquois Ave & Ronald Dr (Corner) | ASEQ |  | X |  | 00:00:00 | [7 empty] | SMITH AND LOVELESS |  | A1808232054 |  | 2001 | F04 | 2001 | MOTOR | 1811010 | FM01_100 | F04 | 10080029 |  | ACTV | 2020-03-06 | PINTOM | 2020-03-06 |  |  | M | E_MOTOR
10005181 | PANEL, CONTROL, PUMP, LOWER DRY WELL | E-S-N04-F-IRQ-ELINS | SAP000851 | [8 empty] | IE000000000010005181 | IROQUOIS PS ELECTRICAL/INSTRUMENTATION | 14086 |  |  |  | 0000000000 |  |  |  | EN |  | Iroquois Ave & Ronald Dr (Corner) | INST |  | X |  | 00:00:00 | [7 empty] | DAVCO | 0050FE0A000 | 8219 FS |  | 2001 | F04 | 2001 | CONTROL | 1811010 | FM01_100 | F04 |  |  | ACTV | 2011-01-01 | DZIWULS2 | 2012-02-22 | SWEETM | 2013-02-07 | M | E_CONTROL
10005184 | PUMP DISCONNECT 1 AND 2 | E-S-N04-F-IRQ-ELINS | SAP000854 | [8 empty] | IE000000000010005184 | IROQUOIS PS ELECTRICAL/INSTRUMENTATION | 14086 |  |  |  | 0000000000 |  |  |  | EN |  | Iroquois Ave & Ronald Dr (Corner) | INST |  | X |  | 00:00:00 | [7 empty] | WESTINGHOUSE | HU363 |  |  | 2001 | F04 | 2001 | ELECTRIC | 1811010 | FM01_100 | F04 |  |  | ACTV | 2011-01-01 | DZIWULS2 | 2012-02-22 | SWEETM | 2013-02-07 | M | E_ELECTRIC
10080720 | VFD, PUMP 1 | E-S-N04-F-IRQ-ELINS | [9 empty] | IE000000000010080720 | IROQUOIS PS ELECTRICAL/INSTRUMENTATION | 14086 |  |  |  | 0000000000 |  |  |  | EN |  | Iroquois Ave & Ronald Dr (Corner) | INST |  | X |  | 00:00:00 | [7 empty] | SCHNEIRDER | ATV660D45T4 | 4005300JM181600156 |  | 2001 | F04 | 2001 | VFD | 1811010 | FM01_100 | F04 |  |  | ACTV | 2020-03-06 | PINTOM | 2020-03-06 |  |  | M | E_VFD
10080721 | VFD, PUMP 2 | E-S-N04-F-IRQ-ELINS | [9 empty] | IE000000000010080721 | IROQUOIS PS ELECTRICAL/INSTRUMENTATION | 14086 |  |  |  | 0000000000 |  |  |  | EN |  | Iroquois Ave & Ronald Dr (Corner) | INST |  | X |  | 00:00:00 | [7 empty] | SCHNEIRDER | ATV660D45T4 | 4005300JM181600157 |  | 2001 | F04 | 2001 | VFD | 1811010 | FM01_100 | F04 |  |  | ACTV | 2020-03-06 | PINTOM | 2020-03-06 |  |  | M | E_VFD
10080722 | PANEL, CONTROL PUMP | E-S-N04-F-IRQ-ELINS | [9 empty] | IE000000000010080722 | IROQUOIS PS ELECTRICAL/INSTRUMENTATION | 14086 |  |  |  | 0000000000 |  |  |  | EN |  | Iroquois Ave & Ronald Dr (Corner) | INST |  | X |  | 00:00:00 | [7 empty] | KAMAN |  | 180182-001 |  | 2001 | F04 | 2001 | CONTROL | 1811010 | FM01_100 | F04 |  |  | ACTV | 2020-03-06 | PINTOM | 2020-03-06 |  |  | M | E_CONTROL
10002644 | PUMP AROUND, SUCTION, 6" MALE | E-S-N04-F-IRQ-PLUMB | 4-45050 | [8 empty] | IE000000000010002644 | IROQUOIS PS PLUMBING | 14086 |  |  |  | 0000000000 |  |  |  | EN |  | Iroquois Ave & Ronald Dr (Corner) | INST |  | X |  | 00:00:00 | [11 empty] | 2001 | F04 | 2001 | PLUMBING | 1811010 | FM01_100 | F04 |  |  | ACTV | 2011-01-01 | DZIWULS2 | 2012-02-22 | PINTOM | 2019-08-28 | M | E_PLUMBING
10080038 | PUMP AROUND, DISCHARGE, 6" FEMALE | E-S-N04-F-IRQ-PLUMB | 4-45050 | [8 empty] | IE000000000010080038 | IROQUOIS PS PLUMBING | 14086 |  |  |  | 0000000000 |  |  |  | EN |  | Iroquois Ave & Ronald Dr (Corner) | INST |  | X |  | 00:00:00 | [11 empty] | 2001 | F04 | 2001 | PLUMBING | 1811010 | FM01_100 | F04 |  |  | ACTV | 2019-08-28 | PINTOM | 2019-08-28 |  |  | M | E_PLUMBING
10080048 | PUMP SPARE | E-S-N04-F-IRQ-XEQUP |  |  |  | RP01019 | [5 empty] | IE000000000010080048 | IROQUOIS PS SPARE EQUIPMENT | 14086 |  |  |  | 0000000000 |  |  |  | EN |  | Iroquois Ave & Ronald Dr (Corner) | INST |  | X |  | 00:00:00 | [7 empty] | SMITH AND LOVELESS | 8D4B | 180559 |  | 2001 | F04 | 2001 | PUMP | 1811010 | FM01_100 | F04 |  |  | ACTV | 2020-03-06 | PINTOM | 2019-09-03 | PINTOM | 2020-03-06 | M | E_PUMP
10080049 | PUMP SPARE | E-S-N04-F-IRQ-XEQUP |  |  |  | RP01019 | [5 empty] | IE000000000010080049 | IROQUOIS PS SPARE EQUIPMENT | 14086 |  |  |  | 0000000000 |  |  |  | EN |  | Iroquois Ave & Ronald Dr (Corner) | INST |  | X |  | 00:00:00 | [7 empty] | SMITH AND LOVELESS | 8D4B | 180560 |  | 2001 | F04 | 2001 | PUMP | 1811010 | FM01_100 | F04 |  |  | ACTV | 2020-03-06 | PINTOM | 2019-09-03 | PINTOM | 2020-03-06 | M | E_PUMP
10002488 | PUMP 3, CONTACT CHAMBER | E-S-N04-F-ORF-DISIN | 4-37111 | [8 empty] | IE000000000010002488 | DEPEW ORF DISINFECTION | 14043 |  |  |  | 0000000000 |  |  |  | EN |  | 315 Borden Rd (Depew DPW) | INST |  | X |  | 00:00:00 | [7 empty] | BREDEL | SPX 25 |  |  | 2001 | F04 | 2001 | PUMP | 1811010 | FM01_100 | F04 |  |  | ACTV | 2011-01-01 | DZIWULS2 | 2012-02-22 | PINTOM | 2016-03-29 | M | E_PUMP
10002489 | PUMP 4, CONTACT CHAMBER | E-S-N04-F-ORF-DISIN | 4-37112 | [8 empty] | IE000000000010002489 | DEPEW ORF DISINFECTION | 14043 |  |  |  | 0000000000 |  |  |  | EN |  | 315 Borden Rd (Depew DPW) | INST |  | X |  | 00:00:00 | [7 empty] | BREDEL | SPX 25 |  |  | 2001 | F04 | 2001 | PUMP | 1811010 | FM01_100 | F04 |  |  | ACTV | 2011-01-01 | DZIWULS2 | 2012-02-22 | PINTOM | 2016-03-29 | M | E_PUMP
10002494 | PUMP 2, CONTACT CHAMBER | E-S-N04-F-ORF-DISIN | 4-37118 | [8 empty] | IE000000000010002494 | DEPEW ORF DISINFECTION | 14043 |  |  |  | 0000000000 |  |  |  | EN |  | 315 Borden Rd (Depew DPW) | INST |  | X |  | 00:00:00 | [7 empty] | WATSON MARLOW | 624 |  |  | 2001 | F04 | 2001 | PUMP | 1811010 | FM01_100 | F04 |  |  | ACTV | 2011-01-01 | DZIWULS2 | 2012-02-22 | LALLIR | 2017-04-06 | M | E_PUMP
10004926 | PANEL, CONTROL, WASHDOWN/CREEK PUMP | E-S-N04-F-ORF-ELINS | SAP000596 | [8 empty] | IE000000000010004926 | DEPEW ORF ELECTRICAL/INSTRUMENTATION | 14043 |  |  |  | 0000000000 |  |  |  | EN |  | 315 Borden Rd (Depew DPW) | INST |  | X |  | 00:00:00 | [11 empty] | 2001 | F04 | 2001 | CONTROL | 1811010 | FM01_100 | F04 |  |  | ACTV | 2011-01-01 | DZIWULS2 | 2012-02-22 | SWEETM | 2013-02-07 | M | E_CONTROL
10004933 | VFD, CHEMICAL FEED PUMP 1 | E-S-N04-F-ORF-ELINS | SAP000603 | [8 empty] | IE000000000010004933 | DEPEW ORF ELECTRICAL/INSTRUMENTATION | 14043 |  |  |  | 0000000000 |  |  |  | EN |  | 315 Borden Rd (Depew DPW) | INST |  | X |  | 00:00:00 | [7 empty] | RELIANCE ELECTRIC | GV3000/SE |  |  | 2001 | F04 | 2001 | VFD | 1811010 | FM01_100 | F04 |  |  | ACTV | 2011-01-01 | DZIWULS2 | 2012-02-22 | SWEETM | 2013-02-07 | M | E_VFD
10002493 | PUMP, WASHDOWN | E-S-N04-F-ORF-PLUMB | 4-37117 | [8 empty] | IE000000000010002493 | DEPEW ORF PLUMBING | 14043 |  |  |  | 0000000000 |  |  |  | EN |  | 315 Borden Rd (Depew DPW) | INST |  | X |  | 00:00:00 | [8 empty] | 10L30-3 | 9802MS000584-1 |  | 2001 | F04 | 2001 | PUMP | 1811010 | FM01_100 | F04 |  |  | ACTV | 2011-01-01 | DZIWULS2 | 2012-02-22 | SWEETM | 2013-02-07 | M | E_PUMP
10002495 | MOTOR, PUMP, TURRET | E-S-N04-F-ORF-PLUMB | 4-37121 | [8 empty] | IE000000000010002495 | DEPEW ORF PLUMBING | 14043 |  |  |  | 0000000000 |  |  |  | EN |  | 315 Borden Rd (Depew DPW) | INST |  | X |  | 00:00:00 | [7 empty] | U.S. ELECTRIC MOTORS |  |  |  | 2001 | F04 | 2001 | MOTOR | 1811010 | FM01_100 | F04 |  |  | ACTV | 2011-01-01 | DZIWULS2 | 2012-02-22 | SWEETM | 2013-02-07 | M | E_MOTOR
10069262 | PUMP, CLARENCE RESEARCH PLANT | E-S-N04-F-ORF-PLUMB | [9 empty] | IE000000000010069262 | DEPEW ORF PLUMBING | 14043 |  |  |  | 0000000000 |  |  |  | EN |  | 315 Borden Rd (Depew DPW) | INST |  | X |  | 00:00:00 | [7 empty] | BARNES | 4SE944DS | C1503724-1210 |  | 2001 | F04 | 2001 | PUMP | 1811010 | FM01_100 | F04 |  |  | ACTV | 2015-06-18 | ZYNDAK | 2013-10-23 | LALLIR | 2018-04-05 | M | E_PUMP
10002588 | PUMP 1 | E-S-N04-F-PTW-DRYWL | 4-41111 | [8 empty] | IE000000000010002588 | PLEASANTVIEW PS DRY WELL | 14086 |  |  |  | 0000000000 |  |  |  | EN |  | 579 Pleasantview | INST |  | X |  | 00:00:00 | [7 empty] | FAIRBANKS MORSE | 5432C | K3-P1056782-0-1 |  | 2001 | F04 | 2001 | PUMP | 1811010 | FM01_100 | F04 |  |  | ACTV | 2011-01-01 | DZIWULS2 | 2012-02-22 | SWEETM | 2013-02-07 | M | E_PUMP
10002589 | PUMP 2 | E-S-N04-F-PTW-DRYWL | 4-41112 | [8 empty] | IE000000000010002589 | PLEASANTVIEW PS DRY WELL | 14086 |  |  |  | 0000000000 |  |  |  | EN |  | 579 Pleasantview | INST |  | X |  | 00:00:00 | [7 empty] | FAIRBANKS MORSE | 5432C | K3-P1056782-0-2 |  | 2001 | F04 | 2001 | PUMP | 1811010 | FM01_100 | F04 |  |  | ACTV | 2011-01-01 | DZIWULS2 | 2012-02-22 | SWEETM | 2013-02-07 | M | E_PUMP
10002590 | PUMP, SUMP | E-S-N04-F-PTW-DRYWL | 4-41113 | [8 empty] | IE000000000010002590 | PLEASANTVIEW PS DRY WELL | 14086 |  |  |  | 0000000000 |  |  |  | EN |  | 579 Pleasantview | INST |  | X |  | 00:00:00 | [8 empty] | SSB41 |  |  | 2001 | F04 | 2001 | PUMP | 1811010 | FM01_100 | F04 |  |  | ACTV | 2011-01-01 | DZIWULS2 | 2012-02-22 | SWEETM | 2013-02-07 | M | E_PUMP
10002591 | MOTOR, PUMP 1 | E-S-N04-F-PTW-DRYWL | 4-41121 | [8 empty] | IE000000000010002591 | PLEASANTVIEW PS DRY WELL | 14086 |  |  |  | 0000000000 |  |  |  | EN |  | 579 Pleasantview | ASEQ |  | X |  | 00:00:00 | [7 empty] | US ELECTRICAL MOTOR | FRAME 256TCV | N08N1680128R-6 |  | 2001 | F04 | 2001 | MOTOR | 1811010 | FM01_100 | F04 | 10002588 |  | ACTV | 2013-03-13 | DZIWULS2 | 2012-02-22 | ZYNDAK | 2013-10-23 | M | E_MOTOR
10002592 | MOTOR, PUMP 2 | E-S-N04-F-PTW-DRYWL | 4-41122 | [8 empty] | IE000000000010002592 | PLEASANTVIEW PS DRY WELL | 14086 |  |  |  | 0000000000 |  |  |  | EN |  | 579 Pleasantview | ASEQ |  | X |  | 00:00:00 | [7 empty] | US ELECTRICAL MOTOR | FRAME 256TCV | N08N1680128R-4 |  | 2001 | F04 | 2001 | MOTOR | 1811010 | FM01_100 | F04 | 10002589 |  | ACTV | 2013-03-13 | DZIWULS2 | 2012-02-22 | ZYNDAK | 2013-10-23 | M | E_MOTOR
10005325 | PUMP AND ELEVATOR SAFETY SWITCHES | E-S-N04-F-PTW-ELINS | SAP000995 | [8 empty] | IE000000000010005325 | PLEASANTVIEW PS ELECTRIC/INSTRUMENTATION | 14086 |  |  |  | 0000000000 |  |  |  | EN |  | 579 Pleasantview | INST |  | X |  | 00:00:00 | [7 empty] | SQUARE D |  |  |  | 2001 | F04 | 2001 | ELECTRIC | 1811010 | FM01_100 | F04 |  |  | ACTV | 2011-01-01 | DZIWULS2 | 2012-02-22 | SWEETM | 2013-02-07 | M | E_ELECTRIC
10002586 | PUMP AROUND, 6" MALE | E-S-N04-F-PTW-PLUMB | 4-41050 | [8 empty] | IE000000000010002586 | PLEASANTVIEW PS PLUMBING | 14086 |  |  |  | 0000000000 |  |  |  | EN |  | 579 Pleasantview | INST |  | X |  | 00:00:00 | [11 empty] | 2001 | F04 | 2001 | PLUMBING | 1811010 | FM01_100 | F04 |  |  | ACTV | 2011-01-01 | DZIWULS2 | 2012-02-22 | SWEETM | 2013-02-07 | M | E_PLUMBING
10071560 | PUMP, EAST #1 | E-S-N04-F-VBT-WETWL | [9 empty] | IE000000000010071560 | VANDERBILT PS WET WELL | 14043 |  |  |  | 0000000000 |  |  |  | EN |  | 67 Vanderbilt (behind) | INST |  | X |  | 00:00:00 | [7 empty] | FLYGT | 3000 SERIES |  |  | 2001 | F04 | 2001 | PUMP | 1811010 | FM01_100 | F04 |  |  | ACTV | 2011-01-01 | LALLIR | 2015-04-06 | CURRENTJ | 2015-07-09 | M | E_PUMP
10071561 | PUMP, WEST #2 | E-S-N04-F-VBT-WETWL | [9 empty] | IE000000000010071561 | VANDERBILT PS WET WELL | 14043 |  |  |  | 0000000000 |  |  |  | EN |  | 67 Vanderbilt (behind) | INST |  | X |  | 00:00:00 | [7 empty] | FLYGT | 3000 SERIES |  |  | 2001 | F04 | 2001 | PUMP | 1811010 | FM01_100 | F04 |  |  | ACTV | 2011-01-01 | LALLIR | 2015-04-06 | CURRENTJ | 2015-07-09 | M | E_PUMP
10071917 | PUMP, SUMP, VANDERBILT, #1 | E-S-N04-F-VBT-WETWL | [9 empty] | IE000000000010071917 | VANDERBILT PS WET WELL | 14043 |  |  |  | 0000000000 |  |  |  | EN |  | 67 Vanderbilt (behind) | INST |  | X |  | 00:00:00 | [7 empty] | FLYGT | 3068.090-6743 | 3068-090-1130013 |  | 2001 | F04 | 2001 | GENL | 1811010 | FM01_100 | F04 |  |  | ACTV | 2016-03-01 | CURRENTJ | 2016-03-01 |  |  | M | E_PUMP
10071918 | PUMP, SUMP, VANDERBILT, #2 | E-S-N04-F-VBT-WETWL | [9 empty] | IE000000000010071918 | VANDERBILT PS WET WELL | 14043 |  |  |  | 0000000000 |  |  |  | EN |  | 67 Vanderbilt (behind) | INST |  | X |  | 00:00:00 | [7 empty] | FLYGT | 3068.090-6743 | 3068-090-1130012 |  | 2001 | F04 | 2001 | GENL | 1811010 | FM01_100 | F04 |  |  | ACTV | 2016-03-01 | CURRENTJ | 2016-03-01 |  |  | M | E_PUMP
10002418 | PUMP, 2, WARNER RD | E-S-N04-F-WNR-DRYWL | 4-33112 |  |  | FK34.1-8/42 | [5 empty] | IE000000000010002418 | WARNER RD PS DRY WELL | 14043 |  |  |  | 0000000000 |  |  |  | EN |  | Corner of Warner & Falcon | INST |  | X |  | 00:00:00 | [7 empty] | DAVIS EMU | FA25.93-430 | 255 184 |  | 2001 | F04 | 2001 | PUMP | 1811010 | FM01_100 | F04 |  |  | ACTV | 2021-10-13 | DZIWULS2 | 2012-02-22 | PINTOM | 2021-10-13 | M | E_PUMP
10002419 | PUMP, SUMP | E-S-N04-F-WNR-DRYWL | 4-33113 | [8 empty] | IE000000000010002419 | WARNER RD PS DRY WELL | 14043 |  |  |  | 0000000000 |  |  |  | EN |  | Corner of Warner & Falcon | INST |  | X |  | 00:00:00 | [8 empty] | OSP33 |  |  | 2001 | F04 | 2001 | PUMP | 1811010 | FM01_100 | F04 |  |  | ACTV | 2011-01-01 | DZIWULS2 | 2012-02-22 | SWEETM | 2013-02-07 | M | E_PUMP
10069252 | PUMP 1, SUBMERSIBLE, DRY PIT | E-S-N04-F-WNR-DRYWL |  |  |  | FK 34.1-8/42 | [5 empty] | IE000000000010069252 | WARNER RD PS DRY WELL | 14043 |  |  |  | 0000000000 |  |  |  | EN |  | Corner of Warner & Falcon | INST |  | X |  | 00:00:00 | [7 empty] | DAVIS EMU | FA 25.93-430 | 298 262 |  | 2001 | F04 | 2001 | PUMP | 1811010 | FM01_100 | F04 |  |  | ACTV | 2016-12-22 | ZYNDAK | 2013-10-22 | CURRENTJ | 2016-12-27 | M | E_PUMP
10005835 | PANEL, CONTROL, PUMP PLC | E-S-N04-F-WNR-ELINS | SAP001505 | [8 empty] | IE000000000010005835 | WARNER RD PS ELECTRICAL/INSTRUMENTATION | 14043 |  |  |  | 0000000000 |  |  |  | EN |  | Corner of Warner & Falcon | INST |  | X |  | 00:00:00 | [7 empty] | N/A |  |  |  | 2001 | F04 | 2001 | CONTROL | 1811010 | FM01_100 | F04 |  |  | ACTV | 2011-01-01 | DZIWULS2 | 2012-02-22 | SWEETM | 2013-02-07 | M | E_CONTROL
10002415 | PUMP AROUND, 6" MALE | E-S-N04-F-WNR-PLUMB | 4-33050 | [8 empty] | IE000000000010002415 | WARNER RD PS PLUMBING | 14043 |  |  |  | 0000000000 |  |  |  | EN |  | Corner of Warner & Falcon | INST |  | X |  | 00:00:00 | [11 empty] | 2001 | F04 | 2001 | PLUMBING | 1811010 | FM01_100 | F04 |  |  | ACTV | 2011-01-01 | DZIWULS2 | 2012-02-22 | SWEETM | 2013-02-07 | M | E_PLUMBING
10005873 | PANEL, CONTROL, PUMP | E-S-N04-F-ZLR-ELINS | SAP001543 | [8 empty] | IE000000000010005873 | ZOELLER PS ELECTRICAL/INSTRUMENTATION | 14004 |  |  |  | 0000000000 |  |  |  | EN |  | Walden @ Zoeller Rd | INST |  | X |  | 00:00:00 | [11 empty] | 2001 | F04 | 2001 | CONTROL | 1811010 | FM01_100 | F04 |  |  | ACTV | 2011-01-01 | DZIWULS2 | 2012-02-22 | SWEETM | 2013-02-07 | M | E_CONTROL
10002629 | PUMP AROUND, 6" MALE | E-S-N04-F-ZLR-PLUMB | 4-43050 | [8 empty] | IE000000000010002629 | ZOELLER PS PLUMBING | 14004 |  |  |  | 0000000000 |  |  |  | EN |  | Walden @ Zoeller Rd | INST |  | X |  | 00:00:00 | [11 empty] | 2001 | F04 | 2001 | PLUMBING | 1811010 | FM01_100 | F04 |  |  | ACTV | 2011-01-01 | DZIWULS2 | 2012-02-22 | SWEETM | 2013-02-07 | M | E_PLUMBING
10002632 | PUMP, 1 | E-S-N04-F-ZLR-WETWL | 4-43112 | [8 empty] | IE000000000010002632 | ZOELLER PS WET WELL | 14004 |  |  |  | 0000000000 |  |  |  | EN |  | Walden @ Zoeller Rd | INST |  | X |  | 00:00:00 | [7 empty] | FLYGT | 3127.180-4091 | 3127.180-9930690 |  | 2001 | F04 | 2001 | PUMP | 1811010 | FM01_100 | F04 |  |  | ACTV | 2018-01-24 | DZIWULS2 | 2012-02-22 | PINTOM | 2018-01-24 | M | E_PUMP
10069248 | PUMP 2, SUBMERSIBLE | E-S-N04-F-ZLR-WETWL | [9 empty] | IE000000000010069248 | ZOELLER PS WET WELL | 14004 |  |  |  | 0000000000 |  |  |  | EN |  | Walden @ Zoeller Rd | INST |  | X |  | 00:00:00 | [7 empty] | FLYGT | 3127.180-4091 | 3127.180-0171130 |  | 2001 | F04 | 2001 | PUMP | 1811010 | FM01_100 | F04 |  |  | ACTV | 2017-03-23 | ZYNDAK | 2013-10-22 | PINTOM | 2017-03-23 | M | E_PUMP
10004840 | PANEL, CONTROL, PUMP | E-S-N05-F-BST-ELINS | SAP000510 | [8 empty] | IE000000000010004840 | BRYANT STRATTON PS ELECTRICAL/INSTRUMENT | 14221 |  |  |  | 0000000000 |  |  |  | EN |  | 458 Bryant & Stratton Way | INST |  | X |  | 00:00:00 | [7 empty] | BOULAY FABRICATION |  |  |  | 2001 | F05 | 2001 | CONTROL | 1811010 | FM01_100 | F05 |  |  | ACTV | 2011-01-01 | DZIWULS2 | 2012-02-22 | SWEETM | 2013-02-07 | M | E_CONTROL
10002770 | PUMP AROUND, 4" MALE | E-S-N05-F-BST-PLUMB | 5-32050 | [8 empty] | IE000000000010002770 | BRYANT STRATTON PS PLUMBING | 14221 |  |  |  | 0000000000 |  |  |  | EN |  | 458 Bryant & Stratton Way | INST |  | X |  | 00:00:00 | [11 empty] | 2001 | F05 | 2001 | PLUMBING | 1811010 | FM01_100 | F05 |  |  | ACTV | 2011-01-01 | DZIWULS2 | 2012-02-22 | SWEETM | 2013-02-07 | M | E_PLUMBING
10002772 | PUMP 2, SUBMERSIBLE | E-S-N05-F-BST-WETWL | 5-32112 |  |  | JS SERIES | [5 empty] | IE000000000010002772 | BRYANT STRATTON PS WET WELL | 14221 |  |  |  | 0000000000 |  |  |  | EN |  | 458 Bryant & Stratton Way | INST |  | X |  | 00:00:00 | [7 empty] | GORMANN-RUPP | JS4J60-X27 460-3 | 1241821N |  | 2001 | F05 | 2001 | PUMP | 1811010 | FM01_100 | F05 |  |  | ACTV | 2014-03-18 | DZIWULS2 | 2012-02-22 | KAMINSKK | 2014-03-18 | M | E_PUMP
10069261 | PUMP 1, SUBMERSIBLE | E-S-N05-F-BST-WETWL | [9 empty] | IE000000000010069261 | BRYANT STRATTON PS WET WELL | 14221 |  |  |  | 0000000000 |  |  |  | EN |  | 458 Bryant & Stratton Way | INST |  | X |  | 00:00:00 | [7 empty] | GORMAN RUPP | JS4J60-X27 | 1047247 |  | 2001 | F05 | 2001 | PUMP | 1811010 | FM01_100 | F05 |  |  | ACTV | 2016-11-02 | ZYNDAK | 2013-10-23 | PINTOM | 2016-11-02 | M | E_PUMP
10074060 | PUMP 1 | E-S-N05-F-CNP | [9 empty] | IE000000000010074060 | CLARENCE PARKS CUMMINGS DRIVE |  |  |  |  | 0000000000 |  |  |  | EN |  |  | INST |  | X |  | 00:00:00 | [11 empty] | 2001 | F05 | 2001 | PUMP | 1811010 | FM01_100 | F05 |  |  | ACTV | 2019-01-22 | PINTOM | 2019-01-22 |  |  | M | E_PUMP
10074061 | PUMP 2 | E-S-N05-F-CNP | [9 empty] | IE000000000010074061 | CLARENCE PARKS CUMMINGS DRIVE |  |  |  |  | 0000000000 |  |  |  | EN |  |  | INST |  | X |  | 00:00:00 | [11 empty] | 2001 | F05 | 2001 | PUMP | 1811010 | FM01_100 | F05 |  |  | ACTV | 2019-01-22 | PINTOM | 2019-01-22 |  |  | M | E_PUMP
10002859 | PUMP, WELL | E-S-N05-F-CRP-BLDGR-PLUMB | 5-37117 | [8 empty] | IE000000000010002859 | Plumbing | 14031 |  |  |  | 0000000000 |  |  |  | EN |  | 10000 Wehrle Dr | INST |  | X |  | 00:00:00 | [11 empty] | 2001 | F05 | 2001 | GENL | 1811010 | FM01_100 | F05 |  |  | ACTV | 2017-06-23 | DZIWULS2 | 2012-02-22 | LALLIR | 2017-06-23 | M | E_PUMP
10073703 | PUMP 2, EQUALIZATION | E-S-N05-F-CRP-INFLT-EQTNK | [9 empty] | IE000000000010073703 | Equalization Tank | 14031 |  |  |  | 0000000000 |  |  |  | EN |  | 10000 Wehrle Dr | INST |  | X |  | 00:00:00 |  |  | USD |  |  |  |  | BARNES | 4SE944DS | C1867440 |  | 2001 | F05 | 2001 | PUMP | 1811010 | FM01_100 | F05 |  |  | ACTV | 2018-06-11 | PINTOM | 2018-05-30 | LALLIR | 2019-05-16 | M | E_PUMP
10073704 | PUMP 1, EQUALIZATION | E-S-N05-F-CRP-INFLT-EQTNK | [9 empty] | IE000000000010073704 | Equalization Tank | 14031 |  |  |  | 0000000000 |  |  |  | EN |  | 10000 Wehrle Dr | INST |  | X |  | 00:00:00 |  |  | USD |  |  |  |  | BARNES | 4SE944DS | C1867441 |  | 2001 | F05 | 2001 | PUMP | 1811010 | FM01_100 | F05 |  |  | ACTV | 2018-06-11 | PINTOM | 2018-05-30 | LALLIR | 2019-05-16 | M | E_PUMP
10072786 | WASHDOWN PUMP | E-S-N05-F-CRP-OPRTN-PRWTR | [9 empty] | IE000000000010072786 | Process water | 14031 |  |  |  | 0000000000 |  |  |  | EN |  | 10000 Wehrle Dr | INST |  | X |  | 00:00:00 |  |  | USD |  |  |  |  | DAYTON | 5UXK8 |  |  | 2001 | F05 | 2001 | GENL | 1811010 | FM01_100 | F05 |  |  | ACTV | 2018-02-05 | LALLIR | 2017-04-19 | PINTOM | 2018-02-05 | M | E_PUMP
10002855 | PUMP, SUPERNATE, DIGESTER | E-S-N05-F-CRP-SLUDG-DGSTR | 5-37113 | [8 empty] | IE000000000010002855 | Digester | 14031 |  |  |  | 0000000000 |  |  |  | EN |  | 10000 Wehrle Dr | INST |  | X |  | 00:00:00 | [7 empty] | HYDRO-MATIC |  |  |  | 2001 | F05 | 2001 | GENL | 1811010 | FM01_100 | F05 |  |  | ACTV | 2017-06-23 | DZIWULS2 | 2012-02-22 | LALLIR | 2017-06-23 | M | E_PUMP
10002856 | PUMP 1, RECIRCULATION | E-S-N05-F-CRP-TRTRY-SFLTR | 5-37114 | [8 empty] | IE000000000010002856 | Media Plate Chamber | 14031 |  |  |  | 0000000000 |  |  |  | EN |  | 10000 Wehrle Dr | INST |  | X |  | 00:00:00 | [11 empty] | 2001 | F05 | 2001 | GENL | 1811010 | FM01_100 | F05 |  |  | ACTV | 2017-06-23 | DZIWULS2 | 2012-02-22 | LALLIR | 2017-06-23 | M | E_PUMP
10002857 | PUMP 2, RECIRCULATION | E-S-N05-F-CRP-TRTRY-SFLTR | 5-37115 | [8 empty] | IE000000000010002857 | Media Plate Chamber | 14031 |  |  |  | 0000000000 |  |  |  | EN |  | 10000 Wehrle Dr | INST |  | X |  | 00:00:00 | [11 empty] | 2001 | F05 | 2001 | GENL | 1811010 | FM01_100 | F05 |  |  | ACTV | 2017-06-23 | DZIWULS2 | 2012-02-22 | LALLIR | 2017-06-23 | M | E_PUMP
10074058 | PUMP 1 | E-S-N05-F-CSG | [9 empty] | IE000000000010074058 | CLARENCE PARKS OFFICE/GARAGE |  |  |  |  | 0000000000 |  |  |  | EN |  |  | INST |  | X |  | 00:00:00 | [11 empty] | 2001 | F05 | 2001 | PUMP | 1811010 | FM01_100 | F05 |  |  | ACTV | 2019-01-22 | PINTOM | 2019-01-22 |  |  | M | E_PUMP
10074059 | PUMP 2 | E-S-N05-F-CSG | [9 empty] | IE000000000010074059 | CLARENCE PARKS OFFICE/GARAGE |  |  |  |  | 0000000000 |  |  |  | EN |  |  | INST |  | X |  | 00:00:00 | [11 empty] | 2001 | F05 | 2001 | PUMP | 1811010 | FM01_100 | F05 |  |  | ACTV | 2019-01-22 | PINTOM | 2019-01-22 |  |  | M | E_PUMP
10079794 | PUMP, #1 | E-S-N05-F-CWM-WETWL | [9 empty] | IE000000000010079794 | CREEKWOOD MEADOWS WET WELL |  |  |  |  | 0000000000 |  |  |  | EN |  |  | INST |  | X |  | 00:00:00 | [7 empty] | FLYGT | 3153 |  |  | 2001 | F05 | 2001 | PUMP | 1811010 | FM01_100 | F05 |  |  | ACTV | 2019-04-11 | PINTOM | 2019-04-11 | PINTOM | 2019-04-12 | M | E_PUMP
10079795 | PUMP, #2 | E-S-N05-F-CWM-WETWL | [9 empty] | IE000000000010079795 | CREEKWOOD MEADOWS WET WELL |  |  |  |  | 0000000000 |  |  |  | EN |  |  | INST |  | X |  | 00:00:00 | [7 empty] | FLYGT | 3153 |  |  | 2001 | F05 | 2001 | PUMP | 1811010 | FM01_100 | F05 |  |  | ACTV | 2019-04-11 | PINTOM | 2019-04-11 | PINTOM | 2019-04-12 | M | E_PUMP
10005036 | PANEL, CONTROL, PUMP | E-S-N05-F-EST-ELINS | SAP000706 | [8 empty] | IE000000000010005036 | EASTERN HILLS PS ELECTRIC/INSTRUMENT | 14421 |  |  |  | 0000000000 |  |  |  | EN |  | 4455 Transit Rd | INST |  | X |  | 00:00:00 | [7 empty] | STA-COM INC. |  |  |  | 2001 | F05 | 2001 | CONTROL | 1811010 | FM01_100 | F05 |  |  | ACTV | 2011-01-01 | DZIWULS2 | 2012-02-22 | SWEETM | 2013-02-07 | M | E_CONTROL
10002789 | PUMP AROUND, 4" MALE | E-S-N05-F-EST-PLUMB | 5-33050 | [8 empty] | IE000000000010002789 | EASTERN HILLS PS PLUMBING | 14421 |  |  |  | 0000000000 |  |  |  | EN |  | 4455 Transit Rd | INST |  | X |  | 00:00:00 | [11 empty] | 2001 | F05 | 2001 | PLUMBING | 1811010 | FM01_100 | F05 |  |  | ACTV | 2011-01-01 | DZIWULS2 | 2012-02-22 | SWEETM | 2013-02-07 | M | E_PLUMBING
10002791 | PUMP 2, SUBMERSIBLE | E-S-N05-F-EST-WETWL | 5-33112 | [8 empty] | IE000000000010002791 | EASTERN HILLS PS WET WELL | 14421 |  |  |  | 0000000000 |  |  |  | EN |  | 4455 Transit Rd | INST |  | X |  | 00:00:00 | [7 empty] | HYDROMATIC | S4MX1000JC | S5373 |  | 2001 | F05 | 2001 | PUMP | 1811010 | FM01_100 | F05 |  |  | ACTV | 2011-01-01 | DZIWULS2 | 2012-02-22 | ZYNDAK | 2013-10-23 | M | E_PUMP
10069243 | PUMP 1, SUBMERSIBLE | E-S-N05-F-EST-WETWL | [9 empty] | IE000000000010069243 | EASTERN HILLS PS WET WELL | 14421 |  |  |  | 0000000000 |  |  |  | EN |  | 4455 Transit Rd | INST |  | X |  | 00:00:00 | [7 empty] | HYDROMATIC | S4MX1000EC | S0011726U |  | 2001 | F05 | 2001 | PUMP | 1811010 | FM01_100 | F05 |  |  | ACTV | 2015-09-30 | ZYNDAK | 2013-10-22 | PINTOM | 2018-10-10 | M | E_PUMP
10005089 | PUMP CONTROL PANEL | E-S-N05-F-FTV-ELINS | SAP000759 | [8 empty] | IE000000000010005089 | FORESTVIEW PS ELECTRICAL/INSTRUMENTATION | 14032 |  |  |  | 0000000000 |  |  |  | EN |  | 9742 Keller Rd ( at Kevin Ct) | INST |  | X |  | 00:00:00 | [7 empty] | FLYGT |  |  |  | 2001 | F05 | 2001 | CONTROL | 1811010 | FM01_100 | F05 |  |  | ACTV | 2011-01-01 | DZIWULS2 | 2012-02-22 | SWEETM | 2013-02-07 | M | E_CONTROL
10002869 | PUMP AROUND, 4" MALE | E-S-N05-F-FTV-PLUMB | 5-38050 | [8 empty] | IE000000000010002869 | FORESTVIEW PS PLUMBING | 14032 |  |  |  | 0000000000 |  |  |  | EN |  | 9742 Keller Rd ( at Kevin Ct) | INST |  | X |  | 00:00:00 | [11 empty] | 2001 | F05 | 2001 | PLUMBING | 1811010 | FM01_100 | F05 |  |  | ACTV | 2011-01-01 | DZIWULS2 | 2012-02-22 | SWEETM | 2013-02-07 | M | E_PLUMBING
10005093 | VALVE, PUMPAROUND, 4" | E-S-N05-F-FTV-PLUMB | SAP000763 | [8 empty] | IE000000000010005093 | FORESTVIEW PS PLUMBING | 14032 |  |  |  | 0000000000 |  |  |  | EN |  | 9742 Keller Rd ( at Kevin Ct) | INST |  | X |  | 00:00:00 | [11 empty] | 2001 | F05 | 2001 | VALVE | 1811010 | FM01_100 | F05 |  |  | ACTV | 2011-01-01 | DZIWULS2 | 2012-02-22 | SWEETM | 2013-02-07 | M | E_VALVE
10002870 | PUMP 1, SUBMERSIBLE | E-S-N05-F-FTV-WETWL | 5-38111 | [8 empty] | IE000000000010002870 | FORESTVIEW PS WET WELL | 14032 |  |  |  | 0000000000 |  |  |  | EN |  | 9742 Keller Rd ( at Kevin Ct) | INST |  | X |  | 00:00:00 | [7 empty] | FLYGT | 3127.090-1959 | 3127.090-0180075 |  | 2001 | F05 | 2001 | PUMP | 1811010 | FM01_100 | F05 |  |  | ACTV | 2011-01-01 | DZIWULS2 | 2012-02-22 | ZYNDAK | 2013-10-23 | M | E_PUMP
10002871 | PUMP 2, SUBMERSIBLE | E-S-N05-F-FTV-WETWL | 5-38112 | [8 empty] | IE000000000010002871 | FORESTVIEW PS WET WELL | 14032 |  |  |  | 0000000000 |  |  |  | EN |  | 9742 Keller Rd ( at Kevin Ct) | INST |  | X |  | 00:00:00 | [7 empty] | FLYGT | 3127.090-1959 | 3127.090-0180074 |  | 2001 | F05 | 2001 | PUMP | 1811010 | FM01_100 | F05 |  |  | ACTV | 2011-01-01 | DZIWULS2 | 2012-02-22 | ZYNDAK | 2013-10-23 | M | E_PUMP
10005215 | PUMP CONTROL PANEL | E-S-N05-F-LCH-ELINS | SAP000885 | [8 empty] | IE000000000010005215 | LOCH LEA PS ELECTRICAL/INSTRUMENTATION | 14032 |  |  |  | 0000000000 |  |  |  | EN |  | 8361 Roll Road (between Avon Lea & Pine Loch) | INST |  | X |  | 00:00:00 | [7 empty] | ELECTRIC SPECIALTY |  |  |  | 2001 | F05 | 2001 | CONTROL | 1811010 | FM01_100 | F05 |  |  | ACTV | 2011-01-01 | DZIWULS2 | 2012-02-22 | SWEETM | 2013-02-07 | M | E_CONTROL
10002806 | PUMP AROUND, 4" MALE | E-S-N05-F-LCH-PLUMB | 5-34050 | [8 empty] | IE000000000010002806 | LOCH LEA PS PLUMBING | 14032 |  |  |  | 0000000000 |  |  |  | EN |  | 8361 Roll Road (between Avon Lea & Pine Loch) | INST |  | X |  | 00:00:00 | [11 empty] | 2001 | F05 | 2001 | PLUMBING | 1811010 | FM01_100 | F05 |  |  | ACTV | 2011-01-01 | DZIWULS2 | 2012-02-22 | SWEETM | 2013-02-07 | M | E_PLUMBING
10002808 | PUMP, SUBMERSIBLE #2 | E-S-N05-F-LCH-WETWL | 5-34112 | [8 empty] | IE000000000010002808 | LOCH LEA PS WET WELL | 14032 |  |  |  | 0000000000 |  |  |  | EN |  | 8361 Roll Road (between Avon Lea & Pine Loch) | INST |  | X |  | 00:00:00 | [7 empty] | FLYGT | 3102.190-0050 | 3102.190-1220001 |  | 2001 | F05 | 2001 | PUMP | 1811010 | FM01_100 | F05 |  |  | ACTV | 2018-04-11 | DZIWULS2 | 2012-02-22 | PINTOM | 2018-04-11 | M | E_PUMP
10069242 | PUMP, SUBMERSIBLE #1 | E-S-N05-F-LCH-WETWL | [9 empty] | IE000000000010069242 | LOCH LEA PS WET WELL | 14032 |  |  |  | 0000000000 |  |  |  | EN |  | 8361 Roll Road (between Avon Lea & Pine Loch) | INST |  | X |  | 00:00:00 | [7 empty] | MYERS | 4VHX50M4-03 | AJ-687413 |  | 2001 | F05 | 2001 | PUMP | 1811010 | FM01_100 | F05 |  |  | ACTV | 2016-11-17 | ZYNDAK | 2013-10-22 | CURRENTJ | 2018-02-02 | M | E_PUMP
10005307 | PANEL, CONTROL, PUMP | E-S-N05-F-PBZ-ELINS | SAP000977 | [8 empty] | IE000000000010005307 | PINE BREEZE PS ELECTRICAL/INSTRUMENT | 14032 |  |  |  | 0000000000 |  |  |  | EN |  | 9365 Douglas Fir Ct.(behind) (2700 ft west of Goodrich) | INST |  | X |  | 00:00:00 | [7 empty] | ELECTRIC SPECIALTY |  |  |  | 2001 | F05 | 2001 | CONTROL | 1811010 | FM01_100 | F05 |  |  | ACTV | 2011-01-01 | DZIWULS2 | 2012-02-22 | SWEETM | 2013-02-07 | M | E_CONTROL
10002877 | PUMP AROUND, 4" MALE | E-S-N05-F-PBZ-PLUMB | 5-39050 | [8 empty] | IE000000000010002877 | PINE BREEZE PS PLUMBING | 14032 |  |  |  | 0000000000 |  |  |  | EN |  | 9365 Douglas Fir Ct.(behind) (2700 ft west of Goodrich) | INST |  | X |  | 00:00:00 | [11 empty] | 2001 | F05 | 2001 | PLUMBING | 1811010 | FM01_100 | F05 |  |  | ACTV | 2011-01-01 | DZIWULS2 | 2012-02-22 | SWEETM | 2013-02-07 | M | E_PLUMBING
10002879 | PUMP 2, SUBMERSIBLE, PINE BREEZE | E-S-N05-F-PBZ-WETWL | 5-39112 | [8 empty] | IE000000000010002879 | PINE BREEZE PS WET WELL | 14032 |  |  |  | 0000000000 |  |  |  | EN |  | 9365 Douglas Fir Ct.(behind) (2700 ft west of Goodrich) | INST |  | X |  | 00:00:00 | [7 empty] | MYERS | 4VHX75M-23 | X-690068 |  | 2001 | F05 | 2001 | PUMP | 1811010 | FM01_100 | F05 |  |  | ACTV | 2011-01-01 | DZIWULS2 | 2012-02-22 | CURRENTJ | 2014-09-30 | M | E_PUMP
10069260 | PUMP 1, SUBMERSIBLE, PINE BREEZE | E-S-N05-F-PBZ-WETWL | [9 empty] | IE000000000010069260 | PINE BREEZE PS WET WELL | 14032 |  |  |  | 0000000000 |  |  |  | EN |  | 9365 Douglas Fir Ct.(behind) (2700 ft west of Goodrich) | INST |  | X |  | 00:00:00 | [7 empty] | MYERS | 4VHX75M4-23 | X-690065 |  | 2001 | F05 | 2001 | PUMP | 1811010 | FM01_100 | F05 |  |  | ACTV | 2014-10-16 | ZYNDAK | 2013-10-23 | MURRAYK | 2014-10-16 | M | E_PUMP
10005789 | PANEL, CONTROL, PUMP | E-S-N05-F-STY-ELINS | SAP001459 | [8 empty] | IE000000000010005789 | STAHLEY RD PS ELECTRICAL/INSTRUMENTATION | 14051 |  |  |  | 0000000000 |  |  |  | EN |  | 8425 Stahley | INST |  | X |  | 00:00:00 | [7 empty] | FLYGT |  |  |  | 2001 | F05 | 2001 | CONTROL | 1811010 | FM01_100 | F05 |  |  | ACTV | 2011-01-01 | DZIWULS2 | 2012-02-22 | SWEETM | 2013-02-07 | M | E_CONTROL
10005797 | PANEL, ALARM, PUMP | E-S-N05-F-STY-ELINS | SAP001467 | [8 empty] | IE000000000010005797 | STAHLEY RD PS ELECTRICAL/INSTRUMENTATION | 14051 |  |  |  | 0000000000 |  |  |  | EN |  | 8425 Stahley | INST |  | X |  | 00:00:00 | [7 empty] | RONAN |  |  |  | 2001 | F05 | 2001 | MONITOR | 1811010 | FM01_100 | F05 |  |  | ACTV | 2011-01-01 | DZIWULS2 | 2012-02-22 | SWEETM | 2013-02-07 | M | E_MONITOR
10002834 | PUMP AROUND, 4" MALE | E-S-N05-F-STY-PLUMB | 5-36050 | [8 empty] | IE000000000010002834 | STAHLEY RD PS PLUMBING | 14051 |  |  |  | 0000000000 |  |  |  | EN |  | 8425 Stahley | INST |  | X |  | 00:00:00 | [11 empty] | 2001 | F05 | 2001 | PLUMBING | 1811010 | FM01_100 | F05 |  |  | ACTV | 2011-01-01 | DZIWULS2 | 2012-02-22 | SWEETM | 2013-02-07 | M | E_PLUMBING
10002835 | PUMP 1, SUBMERSIBLE | E-S-N05-F-STY-WETWL | 5-36111 | [8 empty] | IE000000000010002835 | STAHLEY RD PS WET WELL | 14051 |  |  |  | 0000000000 |  |  |  | EN |  | 8425 Stahley | INST |  | X |  | 00:00:00 | [7 empty] | FLYGT | 3152.091-1009 | 3152.091-0210018 |  | 2001 | F05 | 2001 | PUMP | 1811010 | FM01_100 | F05 |  |  | ACTV | 2011-01-01 | DZIWULS2 | 2012-02-22 | ZYNDAK | 2013-10-23 | M | E_PUMP
10002836 | PUMP 2, SUBMERSIBLE | E-S-N05-F-STY-WETWL | 5-36112 | [8 empty] | IE000000000010002836 | STAHLEY RD PS WET WELL | 14051 |  |  |  | 0000000000 |  |  |  | EN |  | 8425 Stahley | INST |  | X |  | 00:00:00 | [7 empty] | FLYGT | 3152.091-1009 | 3152.091-0210019 |  | 2001 | F05 | 2001 | PUMP | 1811010 | FM01_100 | F05 |  |  | ACTV | 2011-01-01 | DZIWULS2 | 2012-02-22 | ZYNDAK | 2013-10-23 | M | E_PUMP
10005811 | PANEL, CONTROL, PUMP | E-S-N05-F-TVY-ELINS | SAP001481 | [8 empty] | IE000000000010005811 | TRANSIT VALLEY PS ELECTRICAL/INSTRUMENT | 14051 |  |  |  | 0000000000 |  |  |  | EN |  | 6232 Gott Creek Trail | INST |  | X |  | 00:00:00 | [7 empty] | ELECTRIC SPECIALTY |  |  |  | 2001 | F05 | 2001 | CONTROL | 1811010 | FM01_100 | F05 |  |  | ACTV | 2011-01-01 | DZIWULS2 | 2012-02-22 | SWEETM | 2013-02-07 | M | E_CONTROL
10002816 | PUMP AROUND, 4" MALE | E-S-N05-F-TVY-PLUMB | 5-35050 | [8 empty] | IE000000000010002816 | TRANSIT VALLEY PS PLUMBING | 14051 |  |  |  | 0000000000 |  |  |  | EN |  | 6232 Gott Creek Trail | INST |  | X |  | 00:00:00 | [11 empty] | 2001 | F05 | 2001 | PLUMBING | 1811010 | FM01_100 | F05 |  |  | ACTV | 2011-01-01 | DZIWULS2 | 2012-02-22 | SWEETM | 2013-02-07 | M | E_PLUMBING
10002817 | PUMP 1, SUBMERSIBLE | E-S-N05-F-TVY-WETWL | 5-35111 | [8 empty] | IE000000000010002817 | TRANSIT VALLEY PS WET WELL | 14051 |  |  |  | 0000000000 |  |  |  | EN |  | 6232 Gott Creek Trail | INST |  | X |  | 00:00:00 | [7 empty] | MYERS | 4VHX100M4-43 |  |  | 2001 | F05 | 2001 | PUMP | 1811010 | FM01_100 | F05 |  |  | ACTV | 2011-01-01 | DZIWULS2 | 2012-02-22 | ZYNDAK | 2013-10-23 | M | E_PUMP
10072983 | PUMP 2 , SUBMERSIBLE | E-S-N05-F-TVY-WETWL | [9 empty] | IE000000000010072983 | TRANSIT VALLEY PS WET WELL | 14051 |  |  |  | 0000000000 |  |  |  | EN |  | 6232 Gott Creek Trail | INST |  | X |  | 00:00:00 |  |  | USD |  |  |  |  | MYERS | 4VHX100M4-43 | 10526395 |  | 2001 | F05 | 2001 | PUMP | 1811010 | FM01_100 | F05 |  |  | ACTV | 2019-12-12 | PINTOM | 2017-10-25 | PINTOM | 2019-12-12 | M | E_PUMP
10033305 | SAN MH (1) - SHORECLIFF PUMP STATION | E-S-S02-C-002-MH | 202001 | [8 empty] | IE000000000010033305 | Manhole |  |  |  |  | 0000000000 |  |  |  | EN |  |  | INST | MANHOLE BOM | X |  | 00:00:00 | [11 empty] | 2002 | C02 | 2002 | MANHOLE | 1821010 | CM02_100 | C02 |  | 50000010 | ACTV | 2012-09-06 | DZIWULS2 | 2012-02-22 | FRAUENHP | 2012-09-06 | M | E_MANHOLE | E6B64
10068995 | SAN MH - LAKE ST PUMPSTATION | E-S-S02-C-005-MH | 205001 | [8 empty] | IE000000000010068995 | Manhole |  |  |  |  | 0000000000 |  |  |  | EN |  |  | INST | MANHOLE BOM | X |  | 00:00:00 | [11 empty] | 2002 | C02 | 2002 | MANHOLE | 1821010 | CM02_100 | C02 |  | 50000010 | ACTV | 2011-01-01 | PINTOM | 2013-07-02 |  |  | M | E_MANHOLE | 1590
10068983 | PUMP, GRINDER, E-ONE | E-S-S02-C-008-GP015 | [9 empty] | IE000000000010068983 | GRINDER UNIT, 487 SHELL RD |  |  |  |  | 0000000000 |  |  |  | EN |  |  | INST |  | X |  | 00:00:00 | [7 empty] | ENVIRONMENT ONE CORPORATION | EXTREME SERIES AMGP | WH340411 |  | 2002 | C02 | 2002 | GRINDER | 1821010 | CM02_100 | C02 |  |  | ACTV | 2022-11-30 | ZYNDAK | 2013-06-26 | PHILLIPP | 2022-11-30 | M | E_GRINDER | WH340411
10063256 | PUMP, GRINDER, MYERS | E-S-S02-C-009-GP001 | 209G001A | [8 empty] | IE000000000010063256 | GRINDER UNIT, 8156 N. MAIN ST., EDEN |  |  |  |  | 0000000000 |  |  |  | EN |  |  | INST |  | X |  | 00:00:00 | [8 empty] | WG20 SIMPLEX |  |  | 2002 | C02 | 2002 | GRINDER | 1821010 | CM02_100 | C02 |  |  | ACTV | 2011-01-01 | DZIWULS2 | 2012-03-02 | CURRENTJ | 2015-12-16 | M | E_GRINDER | 196E7F
10063343 | PUMP, GRINDER, E-ONE | E-S-S02-C-009-GP002 | 215G063A | [8 empty] | IE000000000010063343 | GRINDER UNIT, 8132 N. MAIN ST., EDEN |  |  |  |  | 0000000000 |  |  |  | EN |  |  | INST |  | X |  | 00:00:00 | [7 empty] | ENVIRONMENT ONE CORPORATION | EXTREME SERIES AMGP | WH328154 |  | 2002 | C02 | 2002 | GRINDER | 1821010 | CM02_100 | C02 |  |  | ACTV | 2021-08-25 | DZIWULS2 | 2012-03-02 | PINTOM | 2021-08-25 | M | E_GRINDER | 196E80
10071527 | PUMP, GRINDER, E-ONE | E-S-S02-C-009-GP003 | [9 empty] | IE000000000010071527 | GRINDER UNIT, 8137 N. MAIN ST., EDEN |  |  |  |  | 0000000000 |  |  |  | EN |  |  | INST |  | X |  | 00:00:00 | [7 empty] | ENVIRONMENT ONE CORPORATION | EXTREME SERIES AMGP | WH523335 |  | 2002 | C02 | 2002 | GRINDER | 1821010 | CM02_100 | F02 |  |  | ACTV | 2019-02-20 | PINTOM | 2015-03-10 | PINTOM | 2019-02-20 | M | E_GRINDER | 196E86
10071529 | PUMP, GRINDER, E-ONE | E-S-S02-C-009-GP004 | [9 empty] | IE000000000010071529 | GRINDER UNIT, 8131 N. MAIN ST., EDEN |  |  |  |  | 0000000000 |  |  |  | EN |  |  | INST |  | X |  | 00:00:00 | [7 empty] | ENVIRONMENT ONE CORPORATION | EXTREME SERIES AMGP | WH523340 |  | 2002 | C02 | 2002 | GRINDER | 1821010 | CM02_100 | F02 |  |  | ACTV | 2019-02-20 | PINTOM | 2015-03-10 | PINTOM | 2019-02-20 | M | E_GRINDER | 196E87
10071950 | PUMP, GRINDER, E-ONE | E-S-S02-C-009-GP005 | [9 empty] | IE000000000010071950 | GRINDER UNIT, 8081 N. MAIN ST., EDEN |  |  |  |  | 0000000000 |  |  |  | EN |  |  | INST |  | X |  | 00:00:00 | [7 empty] | ENVIRONMENT ONE CORPORATION | EXTREME SERIES AMGP | WH559128 |  | 2002 | C02 | 2002 | GRINDER | 1821010 | CM02_100 | C02 |  |  | ACTV | 2022-09-29 | PINTOM | 2016-04-01 | CANESTRS | 2022-09-29 | M | E_GRINDER | 196E85
10063261 | PUMP, GRINDER, MYERS | E-S-S02-C-009-GP006 | 209G006A | [8 empty] | IE000000000010063261 | GRINDER UNIT, 8122 N. MAIN ST., EDEN |  |  |  |  | 0000000000 |  |  |  | EN |  |  | INST |  | X |  | 00:00:00 | [8 empty] | WG20 SIMPLEX |  |  | 2002 | C02 | 2002 | GRINDER | 1821010 | CM02_100 | C02 |  |  | ACTV | 2011-01-01 | DZIWULS2 | 2012-03-02 | CURRENTJ | 2015-12-16 | M | E_GRINDER | 196E85
10071520 | PUMP, GRINDER, E-ONE | E-S-S02-C-009-GP007 | [9 empty] | IE000000000010071520 | GRINDER UNIT, 8082 N. MAIN ST., EDEN |  |  |  |  | 0000000000 |  |  |  | EN |  |  | INST |  | X |  | 00:00:00 | [7 empty] | ENVIRONMENT ONE CORPORATION | EXTREME SERIES AMGP | WH523241 |  | 2002 | C02 | 2002 | GRINDER | 1821010 | CM02_100 | F02 |  |  | ACTV | 2018-06-22 | PINTOM | 2015-03-10 | PINTOM | 2018-06-22 | M | E_GRINDER | 196E85
10068276 | PUMP, GRINDER, E-ONE | E-S-S02-C-009-GP008 | SAP80224 | [8 empty] | IE000000000010068276 | GRINDER UNIT, 8065 N. MAIN ST., EDEN |  |  |  |  | 0000000000 |  |  |  | EN |  |  | INST |  | X |  | 00:00:00 | [7 empty] | ENVIRONMENT ONE CORPORATION | EXTREME SERIES AMGP | WH408380 |  | 2002 | C02 | 2002 | GRINDER | 1821010 | CM02_100 | C02 |  |  | ACTV | 2020-10-15 | DZIWULS2 | 2012-03-22 | PINTOM | 2020-10-15 | M | E_GRINDER | 196E84
10063264 | PUMP, GRINDER, MYERS | E-S-S02-C-009-GP009 | 209G009A | [8 empty] | IE000000000010063264 | GRINDER UNIT, 8064 N. MAIN ST., EDEN |  |  |  |  | 0000000000 |  |  |  | EN |  |  | INST |  | X |  | 00:00:00 | [8 empty] | WG20 SIMPLEX |  |  | 2002 | C02 | 2002 | GRINDER | 1821010 | CM02_100 | C02 |  |  | ACTV | 2011-01-01 | DZIWULS2 | 2012-03-02 | CURRENTJ | 2015-12-16 | M | E_GRINDER | 196E85
10063308 | PUMP, GRINDER, E-ONE | E-S-S02-C-009-GP011 | 215G026A | [8 empty] | IE000000000010063308 | GRINDER UNIT, 8121 N. MAIN ST., EDEN |  |  |  |  | 0000000000 |  |  |  | EN |  |  | INST |  | X |  | 00:00:00 | [7 empty] | ENVIRONMENT ONE CORPORATION | EXTREME SERIES AMGP | WH367184 |  | 2002 | C02 | 2002 | GRINDER | 1821010 | CM02_100 | C02 |  |  | ACTV | 2022-11-30 | DZIWULS2 | 2012-03-02 | PHILLIPP | 2022-11-30 | M | E_GRINDER | WH367184
10073421 | PUMP, GRINDER, E-ONE | E-S-S02-C-009-GP011 | [9 empty] | IE000000000010073421 | GRINDER UNIT, 8121 N. MAIN ST., EDEN |  |  |  |  | 0000000000 |  |  |  | EN |  |  | INST |  | X |  | 00:00:00 | [7 empty] | ENVIRONMENT ONE CORPORATION | EXTREME SERIES AMGP | WH599305 |  | 2002 | C02 | 2002 | GRINDER | 1821010 | CM02_100 | C02 |  |  | ACTV | 2022-11-30 | CURRENTJ | 2018-01-08 | PHILLIPP | 2022-11-30 | M | E_GRINDER | WH599305
10063265 | PUMP, GRINDER, PEABODY BARNES | E-S-S02-C-010-GP001 | 210G001A | [8 empty] | IE000000000010063265 | GRINDER UNIT, 487 SHELL RD., ANGOLA |  |  |  |  | 0000000000 |  |  |  | EN |  |  | INST |  | X |  | 00:00:00 | [8 empty] | SIMPLEX |  |  | 2002 | C02 | 2002 | GRINDER | 1821010 | CM02_100 | C02 |  |  | ACTV | 2011-01-01 | DZIWULS2 | 2012-03-02 | CURRENTJ | 2015-12-16 | M | E_GRINDER | E6DC5
10063335 | PUMP, GRINDER, E-ONE | E-S-S02-C-010-GP002 | 215G055A | [8 empty] | IE000000000010063335 | GRINDER UNIT, 7939 OLD LAKESHORE RD |  |  |  |  | 0000000000 |  |  |  | EN |  |  | INST |  | X |  | 00:00:00 | [7 empty] | ENVIRONMENT ONE CORPORATION | EXTREME SERIES AMGP | WH340408 |  | 2002 | C02 | 2002 | GRINDER | 1821010 | CM02_100 | C02 |  |  | ACTV | 2022-11-30 | DZIWULS2 | 2012-03-02 | PHILLIPP | 2022-11-30 | M | E_GRINDER | WH340408
10068267 | PUMP, GRINDER, E-ONE | E-S-S02-C-010-GP003 | SAP80201 | [8 empty] | IE000000000010068267 | GRINDER UNIT, 7933 OLD LAKESHORE RD |  |  |  |  | 0000000000 |  |  |  | EN |  |  | INST |  | X |  | 00:00:00 | [7 empty] | ENVIRONMENT ONE CORPORATION | EXTREME SERIES AMGP | WH431480 |  | 2002 | C02 | 2002 | GRINDER | 1821010 | CM02_100 | C02 |  |  | ACTV | 2022-11-30 | DZIWULS2 | 2012-03-22 | PHILLIPP | 2022-11-30 | M | E_GRINDER | WH431480
10070120 | PUMP, GRINDER, E-ONE | E-S-S02-C-010-GP004 | [9 empty] | IE000000000010070120 | GRINDER UNIT, 7925 OLD LAKESHORE RD |  |  |  |  | 0000000000 |  |  |  | EN |  |  | INST |  | X |  | 00:00:00 | [7 empty] | ENVIRONMENT ONE CORPORATION | EXTREME SERIES AMGP | WH499541 |  | 2002 | C02 | 2002 | GRINDER | 1821010 | CM02_100 | C02 |  |  | ACTV | 2022-11-30 | PINTOM | 2014-06-26 | PHILLIPP | 2022-11-30 | M | E_GRINDER | WH499541
10071857 | PUMP, GRINDER, E-ONE | E-S-S02-C-010-GP005 | [9 empty] | IE000000000010071857 | GRINDER UNIT, 7919 OLD LAKESHORE RD |  |  |  |  | 0000000000 |  |  |  | EN |  |  | INST |  | X |  | 00:00:00 | [7 empty] | ENVIRONMENT ONE CORPORATION | EXTREME SERIES AMGP | WH536399 |  | 2002 | C02 | 2002 | GRINDER | 1821010 | CM02_100 | C02 |  |  | ACTV | 2022-11-30 | PINTOM | 2016-02-11 | PHILLIPP | 2022-11-30 | M | E_GRINDER | WH536399
10071861 | PUMP, GRINDER, E-ONE | E-S-S02-C-010-GP006 | [9 empty] | IE000000000010071861 | GRINDER UNIT, 7917 OLD LAKESHORE RD |  |  |  |  | 0000000000 |  |  |  | EN |  |  | INST |  | X |  | 00:00:00 | [7 empty] | ENVIRONMENT ONE CORPORATION | EXTREME SERIES AMGP | WH536403 |  | 2002 | C02 | 2002 | GRINDER | 1821010 | CM02_100 | C02 |  |  | ACTV | 2022-11-30 | PINTOM | 2016-02-11 | PHILLIPP | 2022-11-30 | M | E_GRINDER | WH536403
10071865 | PUMP, GRINDER, E-ONE | E-S-S02-C-010-GP007 | [9 empty] | IE000000000010071865 | GRINDER UNIT, 7905 OLD LAKESHORE RD |  |  |  |  | 0000000000 |  |  |  | EN |  |  | INST |  | X |  | 00:00:00 | [7 empty] | ENVIRONMENT ONE CORPORATION | EXTREME SERIES AMGP | WH536397 |  | 2002 | C02 | 2002 | GRINDER | 1821010 | CM02_100 | C02 |  |  | ACTV | 2022-11-30 | PINTOM | 2016-02-11 | PHILLIPP | 2022-11-30 | M | E_GRINDER | WH536397
10071869 | PUMP, GRINDER, E-ONE | E-S-S02-C-010-GP008 | [9 empty] | IE000000000010071869 | GRINDER UNIT, 7897 OLD LAKESHORE RD |  |  |  |  | 0000000000 |  |  |  | EN |  |  | INST |  | X |  | 00:00:00 | [7 empty] | ENVIRONMENT ONE CORPORATION | EXTREME SERIES AMGP | WH536394 |  | 2002 | C02 | 2002 | GRINDER | 1821010 | CM02_100 | C02 |  |  | ACTV | 2022-11-30 | PINTOM | 2016-02-11 | PHILLIPP | 2022-11-30 | M | E_GRINDER | WH536394
10068900 | PUMP, GRINDER, E-ONE | E-S-S02-C-010-GP009 | [9 empty] | IE000000000010068900 | GRINDER UNIT, 7891 OLD LAKESHORE RD |  |  |  |  | 0000000000 |  |  |  | EN |  |  | INST |  | X |  | 00:00:00 | [7 empty] | ENVIRONMENT ONE CORPORATION | EXTREME SERIES AMGP | WH460407 |  | 2002 | C02 | 2002 | GRINDER | 1821010 | CM02_100 | C02 |  |  | ACTV | 2022-11-30 | ZYNDAK | 2013-06-25 | PHILLIPP | 2022-11-30 | M | E_GRINDER | WH460407
10071877 | PUMP, GRINDER, E-ONE | E-S-S02-C-010-GP010 | [9 empty] | IE000000000010071877 | GRINDER UNIT, 7875 OLD LAKESHORE RD |  |  |  |  | 0000000000 |  |  |  | EN |  |  | INST |  | X |  | 00:00:00 | [7 empty] | ENVIRONMENT ONE CORPORATION | EXTREME SERIES AMGP | WH536393 |  | 2002 | C02 | 2002 | GRINDER | 1821010 | CM02_100 | C02 |  |  | ACTV | 2022-11-30 | PINTOM | 2016-02-11 | PHILLIPP | 2022-11-30 | M | E_GRINDER | WH536393
10071881 | PUMP, GRINDER, E-ONE | E-S-S02-C-010-GP011 | [9 empty] | IE000000000010071881 | GRINDER UNIT, 7865 OLD LAKESHORE RD |  |  |  |  | 0000000000 |  |  |  | EN |  |  | INST |  | X |  | 00:00:00 | [7 empty] | ENVIRONMENT ONE CORPORATION | EXTREME SERIES AMGP | WH536412 |  | 2002 | C02 | 2002 | GRINDER | 1821010 | CM02_100 | C02 |  |  | ACTV | 2022-11-30 | PINTOM | 2016-02-11 | PHILLIPP | 2022-11-30 | M | E_GRINDER | WH536412
10071885 | PUMP, GRINDER, E-ONE | E-S-S02-C-010-GP012 | [9 empty] | IE000000000010071885 | GRINDER UNIT, 7855 OLD LAKESHORE RD |  |  |  |  | 0000000000 |  |  |  | EN |  |  | INST |  | X |  | 00:00:00 | [7 empty] | ENVIRONMENT ONE CORPORATION | EXTREME SERIES AMGP | WH536396 |  | 2002 | C02 | 2002 | GRINDER | 1821010 | CM02_100 | C02 |  |  | ACTV | 2022-11-30 | PINTOM | 2016-02-11 | PHILLIPP | 2022-11-30 | M | E_GRINDER | WH536396
10071889 | PUMP, GRINDER, E-ONE | E-S-S02-C-010-GP013 | [9 empty] | IE000000000010071889 | GRINDER UNIT, 7827 OLD LAKESHORE RD |  |  |  |  | 0000000000 |  |  |  | EN |  |  | INST |  | X |  | 00:00:00 | [7 empty] | ENVIRONMENT ONE CORPORATION | EXTREME SERIES AMGP | WH536400 |  | 2002 | C02 | 2002 | GRINDER | 1821010 | CM02_100 | C02 |  |  | ACTV | 2022-11-30 | PINTOM | 2016-02-11 | PHILLIPP | 2022-11-30 | M | E_GRINDER | WH536400
10071893 | PUMP, GRINDER, E-ONE | E-S-S02-C-010-GP014 | [9 empty] | IE000000000010071893 | GRINDER UNIT, 7819 OLD LAKESHORE RD |  |  |  |  | 0000000000 |  |  |  | EN |  |  | INST |  | X |  | 00:00:00 | [7 empty] | ENVIRONMENT ONE CORPORATION | EXTREME SERIES AMGP | WH536398 |  | 2002 | C02 | 2002 | GRINDER | 1821010 | CM02_100 | C02 |  |  | ACTV | 2022-11-30 | PINTOM | 2016-02-11 | PHILLIPP | 2022-11-30 | M | E_GRINDER | WH536398
10071897 | PUMP, GRINDER, E-ONE | E-S-S02-C-010-GP015 | [9 empty] | IE000000000010071897 | GRINDER UNIT, 7815 OLD LAKESHORE RD |  |  |  |  | 0000000000 |  |  |  | EN |  |  | INST |  | X |  | 00:00:00 | [7 empty] | ENVIRONMENT ONE CORPORATION | EXTREME SERIES AMGP | WH536402 |  | 2002 | C02 | 2002 | GRINDER | 1821010 | CM02_100 | C02 |  |  | ACTV | 2022-11-30 | PINTOM | 2016-02-11 | PHILLIPP | 2022-11-30 | M | E_GRINDER | WH536402
10063348 | PUMP, GRINDER, E-ONE | E-S-S02-C-011-GP001 | 215G068A | [8 empty] | IE000000000010063348 | GRINDER UNIT, 6996/7000 LAKE SHORE,DERBY |  |  |  |  | 0000000000 |  |  |  | EN |  |  | INST |  | X |  | 00:00:00 | [7 empty] | ENVIRONMENT ONE CORPORATION | EXTREME SERIES AMGP | WH328033 |  | 2002 | C02 | 2002 | GRINDER | 1821010 | CM02_100 | C02 |  |  | ACTV | 2015-07-28 | DZIWULS2 | 2012-03-02 | CURRENTJ | 2015-12-16 | M | E_GRINDER | 1A040D
10072339 | PUMP, GRINDER, E-ONE | E-S-S02-C-012-GP001 | [9 empty] | IE000000000010072339 | GRINDER UNIT, 2051 NORTH CREEK RD., LAKE |  |  |  |  | 0000000000 |  |  |  | EN |  |  | INST |  | X |  | 00:00:00 | [7 empty] | ENVIRONMENT ONE CORPORATION | EXTREME SERIES AMGP | WH553114 |  | 2002 | C02 | 2002 | GRINDER | 1821010 | CM02_100 | C02 |  |  | ACTV | 2016-07-19 | PINTOM | 2016-07-19 | PINTOM | 2016-07-19 | M | E_GRINDER | E8602
10070123 | PUMP, GRINDER, E-ONE | E-S-S02-C-012-GP002 | [9 empty] | IE000000000010070123 | GRINDER UNIT, 6266 OLD LAKE SHORE, LAKEV |  |  |  |  | 0000000000 |  |  |  | EN |  |  | INST |  | X |  | 00:00:00 | [7 empty] | ENVIRONMENT ONE CORPORATION | EXTREME SERIES AMGP | WH499537 |  | 2002 | C02 | 2002 | GRINDER | 1821010 | CM02_100 | C02 |  |  | ACTV | 2014-08-14 | PINTOM | 2014-06-26 | CURRENTJ | 2015-12-16 | M | E_GRINDER | 12AB4B
10070116 | PUMP, GRINDER, E-ONE | E-S-S02-C-012-GP003 | [9 empty] | IE000000000010070116 | GRINDER UNIT, 6132/6122 OLD LAKE SHORE, |  |  |  |  | 0000000000 |  |  |  | EN |  |  | INST |  | X |  | 00:00:00 | [7 empty] | ENVIRONMENT ONE CORPORATION | EXTREME SERIES AMGP | WH499503 |  | 2002 | C02 | 2002 | GRINDER | 1821010 | CM02_100 | C02 |  |  | ACTV | 2014-11-05 | PINTOM | 2014-06-26 | CURRENTJ | 2015-12-16 | M | E_GRINDER | E85FA
10071524 | PUMP, GRINDER, E-ONE | E-S-S02-C-012-GP004 | [9 empty] | IE000000000010071524 | GRINDER UNIT, 6108 OLD LAKE SHORE, LAKEV |  |  |  |  | 0000000000 |  |  |  | EN |  |  | INST |  | X |  | 00:00:00 | [7 empty] | ENVIRONMENT ONE CORPORATION | EXTREME SERIES AMGP | WH523339 |  | 2002 | C02 | 2002 | GRINDER | 1821010 | CM02_100 | F02 |  |  | ACTV | 2021-07-15 | PINTOM | 2015-03-10 | PINTOM | 2021-07-15 | M | E_GRINDER | E85FB
10063332 | PUMP, GRINDER, E-ONE | E-S-S02-C-012-GP005 | 215G051A | [8 empty] | IE000000000010063332 | GRINDER UNIT, 6100/6086 OLD LAKE SHORE, |  |  |  |  | 0000000000 |  |  |  | EN |  |  | INST |  | X |  | 00:00:00 | [7 empty] | ENVIRONMENT ONE CORPORATION | EXTREME SERIES AMGP | WH340393 |  | 2002 | C02 | 2002 | GRINDER | 1821010 | CM02_100 | C02 |  |  | ACTV | 2021-12-17 | DZIWULS2 | 2012-03-02 | PINTOM | 2021-12-17 | M | E_GRINDER | E85FC
10081026 | PUMP, GRINDER, E-ONE | E-S-S02-C-012-GP006 | [9 empty] | IE000000000010081026 | GRINDER UNIT, 6080 OLD LAKE SHORE, LAKEV |  |  |  |  | 0000000000 |  |  |  | EN |  |  | INST |  | X |  | 00:00:00 | [7 empty] | ENVIRONMENT ONE CORPORATION | EXTREME SERIES AMGP | WH425904 |  | 2002 | C02 | 2002 | GRINDER | 1821010 | FE02_100 | F02 |  |  | ACTV | 2020-12-04 | PINTOM | 2020-12-04 |  |  | M | E_GRINDER | E85FD
10063344 | PUMP, GRINDER, E-ONE | E-S-S02-C-012-GP007 | 215G064A | [8 empty] | IE000000000010063344 | GRINDER UNIT, 6070/6060 OLD LAKE SHORE R |  |  |  |  | 0000000000 |  |  |  | EN |  |  | INST |  | X |  | 00:00:00 | [7 empty] | ENVIRONMENT ONE CORPORATION | EXTREME SERIES AMGP | WH340451 |  | 2002 | C02 | 2002 | GRINDER | 1821010 | CM02_100 | C02 |  |  | ACTV | 2021-12-29 | DZIWULS2 | 2012-03-02 | PINTOM | 2021-12-29 | M | E_GRINDER | E85FE
10063313 | PUMP, GRINDER, E-ONE | E-S-S02-C-012-GP008 | 215G031A | [8 empty] | IE000000000010063313 | GRINDER UNIT, 6046/6032 OLD LAKE SHORE, |  |  |  |  | 0000000000 |  |  |  | EN |  |  | INST |  | X |  | 00:00:00 | [8 empty] | EXTREME SERIES AMGP | WH328036 |  | 2002 | C02 | 2002 | GRINDER | 1821010 | CM02_100 | C02 |  |  | ACTV | 2018-02-09 | DZIWULS2 | 2012-03-02 | CURRENTJ | 2018-02-09 | M | E_GRINDER | E85FF
10071949 | PUMP, GRINDER, E-ONE | E-S-S02-C-012-GP009 | [9 empty] | IE000000000010071949 | GRINDER UNIT, 6022/6006 OLD LAKE SHORE, |  |  |  |  | 0000000000 |  |  |  | EN |  |  | INST |  | X |  | 00:00:00 | [7 empty] | ENVIRONMENT ONE CORPORATION | EXTREME SERIES AMGP | WH559126 |  | 2002 | C02 | 2002 | GRINDER | 1821010 | CM02_100 | C02 |  |  | ACTV | 2022-07-08 | PINTOM | 2016-04-01 | PINTOM | 2022-07-08 | M | E_GRINDER | E8600
10071510 | PUMP, GRINDER, E-ONE | E-S-S02-C-015-GP001 | [9 empty] | IE000000000010071510 | GRINDER UNIT, 10679 COMMERCIAL ST., FARN |  |  |  |  | 0000000000 |  |  |  | EN |  |  | INST |  | X |  | 00:00:00 | [7 empty] | ENVIRONMENT ONE CORPORATION | EXTREME SERIES AMGP | WH453903 |  | 2002 | C02 | 2002 | GRINDER | 1821010 | CM02_100 | C02 |  |  | ACTV | 2018-07-23 | PINTOM | 2015-02-25 | PINTOM | 2018-07-23 | M | E_GRINDER | 113264
10063350 | PUMP, GRINDER, E-ONE | E-S-S02-C-015-GP002 | 215G070A | [8 empty] | IE000000000010063350 | GRINDER UNIT, 10685 COMMERCIAL ST., FARN |  |  |  |  | 0000000000 |  |  |  | EN |  |  | INST |  | X |  | 00:00:00 | [7 empty] | ENVIRONMENT ONE CORPORATION | EXTREME SERIES AMGP | WH328152 |  | 2002 | C02 | 2002 | GRINDER | 1821010 | CM02_100 | C02 |  |  | ACTV | 2019-06-12 | DZIWULS2 | 2012-03-02 | PINTOM | 2019-06-12 | M | E_GRINDER | 113263
10063351 | PUMP, GRINDER, E-ONE | E-S-S02-C-015-GP003 | 215G071A | [8 empty] | IE000000000010063351 | GRINDER UNIT, 10692 COMMERCIAL ST., FARN |  |  |  |  | 0000000000 |  |  |  | EN |  |  | INST |  | X |  | 00:00:00 | [7 empty] | ENVIRONMENT ONE CORPORATION | EXTREME SERIES AMGP | WH368919 |  | 2002 | C02 | 2002 | GRINDER | 1821010 | CM02_100 | C02 |  |  | ACTV | 2018-07-31 | DZIWULS2 | 2012-03-02 | PINTOM | 2018-07-31 | M | E_GRINDER | E864A
10068278 | PUMP, GRINDER, E-ONE | E-S-S02-C-015-GP004 | SAP80226 | [8 empty] | IE000000000010068278 | GRINDER UNIT, 10703 COMMERCIAL ST. |  |  |  |  | 0000000000 |  |  |  | EN |  |  | INST |  | X |  | 00:00:00 | [7 empty] | ENVIRONMENT ONE CORPORATION | EXTREME SERIES AMGP | WH408385 |  | 2002 | C02 | 2002 | GRINDER | 1821010 | CM02_100 | C02 |  |  | ACTV | 2018-08-28 | DZIWULS2 | 2012-03-22 | PINTOM | 2018-08-28 | M | E_GRINDER | E864B
10063288 | PUMP, GRINDER, E-ONE | E-S-S02-C-015-GP005 | 215G005A | [8 empty] | IE000000000010063288 | GRINDER UNIT, 10704 COMMERCIAL ST. |  |  |  |  | 0000000000 |  |  |  | EN |  |  | INST |  | X |  | 00:00:00 | [7 empty] | ENVIRONMENT ONE CORPORATION | EXTREME SERIES AMGP | WH408377 |  | 2002 | C02 | 2002 | GRINDER | 1821010 | CM02_100 | C02 |  |  | ACTV | 2011-01-01 | DZIWULS2 | 2012-03-02 | CURRENTJ | 2015-12-16 | M | E_GRINDER | E864C
10068894 | PUMP, GRINDER, E-ONE | E-S-S02-C-015-GP006 | [9 empty] | IE000000000010068894 | GRINDER UNIT, 10708 COMMERCIAL ST., FARN |  |  |  |  | 0000000000 |  |  |  | EN |  |  | INST |  | X |  | 00:00:00 | [7 empty] | ENVIRONMENT ONE CORPORATION | EXTREME SERIES AMGP | WH459804 |  | 2002 | C02 | 2002 | GRINDER | 1821010 | CM02_100 | C02 |  |  | ACTV | 2013-09-13 | ZYNDAK | 2013-06-25 | CURRENTJ | 2015-12-16 | M | E_GRINDER | 113262
10063290 | PUMP, GRINDER, PEABODY BARNES | E-S-S02-C-015-GP007 | 215G007A | [8 empty] | IE000000000010063290 | GRINDER UNIT, 10723 COMMERCIAL ST., FARN |  |  |  |  | 0000000000 |  |  |  | EN |  |  | INST |  | X |  | 00:00:00 | [8 empty] | 2 HP |  |  | 2002 | C02 | 2002 | GRINDER | 1821010 | CM02_100 | C02 |  |  | ACTV | 2011-01-01 | DZIWULS2 | 2012-03-02 | CURRENTJ | 2015-12-16 | M | E_GRINDER | E864D
10068274 | PUMP, GRINDER, E-ONE | E-S-S02-C-015-GP007 | SAP80208 | [8 empty] | IE000000000010068274 | GRINDER UNIT, 10723 COMMERCIAL ST., FARN |  |  |  |  | 0000000000 |  |  |  | EN |  |  | INST |  | X |  | 00:00:00 | [7 empty] | ENVIRONMENT ONE CORPORATION | EXTREME SERIES AMGP | WH432357 |  | 2002 | C02 | 2002 | GRINDER | 1821010 | CM02_100 | C02 |  |  | ACTV | 2013-06-27 | DZIWULS2 | 2012-03-22 | CURRENTJ | 2015-12-16 | M | E_GRINDER | E864D
10071948 | PUMP, GRINDER, E-ONE | E-S-S02-C-015-GP008 | [9 empty] | IE000000000010071948 | GRINDER UNIT, 10730 COMMERCIAL ST., FARN |  |  |  |  | 0000000000 |  |  |  | EN |  |  | INST |  | X |  | 00:00:00 | [7 empty] | ENVIRONMENT ONE CORPORATION | EXTREME SERIES AMGP | WH559124 |  | 2002 | C02 | 2002 | GRINDER | 1821010 | CM02_100 | C02 |  |  | ACTV | 2020-02-20 | PINTOM | 2016-04-01 | PINTOM | 2020-02-20 | M | E_GRINDER | E864E
10071528 | PUMP, GRINDER, E-ONE | E-S-S02-C-015-GP009 | [9 empty] | IE000000000010071528 | GRINDER UNIT, 10735 COMMERCIAL ST., FARN |  |  |  |  | 0000000000 |  |  |  | EN |  |  | INST |  | X |  | 00:00:00 | [7 empty] | ENVIRONMENT ONE CORPORATION | EXTREME SERIES AMGP | WH523338 |  | 2002 | C02 | 2002 | GRINDER | 1821010 | CM02_100 | F02 |  |  | ACTV | 2022-04-29 | PINTOM | 2015-03-10 | PINTOM | 2022-04-29 | M | E_GRINDER | 113261
10068273 | PUMP, GRINDER, E-ONE | E-S-S02-C-015-GP010 | SAP80207 | [8 empty] | IE000000000010068273 | GRINDER UNIT, 10745 COMMERCIAL ST., FARN |  |  |  |  | 0000000000 |  |  |  | EN |  |  | INST |  | X |  | 00:00:00 | [7 empty] | ENVIRONMENT ONE CORPORATION | EXTREME SERIES AMGP | WH432094 |  | 2002 | C02 | 2002 | GRINDER | 1821010 | CM02_100 | C02 |  |  | ACTV | 2013-06-10 | DZIWULS2 | 2012-03-22 | CURRENTJ | 2015-12-16 | M | E_GRINDER | E864F
10068266 | PUMP, GRINDER, E-ONE | E-S-S02-C-015-GP011 | SAP80200 | [8 empty] | IE000000000010068266 | GRINDER UNIT, 10753 COMMERCIAL ST., FARN |  |  |  |  | 0000000000 |  |  |  | EN |  |  | INST |  | X |  | 00:00:00 | [7 empty] | ENVIRONMENT ONE CORPORATION | EXTREME SERIES AMGP | WH426896 |  | 2002 | C02 | 2002 | GRINDER | 1821010 | CM02_100 | C02 |  |  | ACTV | 2019-11-27 | DZIWULS2 | 2012-03-22 | PINTOM | 2019-11-27 | M | E_GRINDER | E8650
10068895 | PUMP, GRINDER, E-ONE | E-S-S02-C-015-GP012 | [9 empty] | IE000000000010068895 | GRINDER UNIT, 10755 COMMERCIAL ST., FARN |  |  |  |  | 0000000000 |  |  |  | EN |  |  | INST |  | X |  | 00:00:00 | [7 empty] | ENVIRONMENT ONE CORPORATION | EXTREME SERIES AMGP | WH460443 |  | 2002 | C02 | 2002 | GRINDER | 1821010 | CM02_100 | C02 |  |  | ACTV | 2016-03-22 | ZYNDAK | 2013-06-25 | PINTOM | 2016-03-22 | M | E_GRINDER | E8652
10068896 | PUMP, GRINDER, E-ONE | E-S-S02-C-015-GP014 | [9 empty] | IE000000000010068896 | GRINDER UNIT, 10762 COMMERCIAL ST., FARN |  |  |  |  | 0000000000 |  |  |  | EN |  |  | INST |  | X |  | 00:00:00 | [7 empty] | ENVIRONMENT ONE CORPORATION | EXTREME SERIES AMGP | WH459863 |  | 2002 | C02 | 2002 | GRINDER | 1821010 | CM02_100 | C02 |  |  | ACTV | 2013-06-27 | ZYNDAK | 2013-06-25 | CURRENTJ | 2015-12-16 | M | E_GRINDER | E8653
10070122 | PUMP, GRINDER, E-ONE | E-S-S02-C-015-GP015 | [9 empty] | IE000000000010070122 | GRINDER UNIT, 10763 COMMERCIAL ST., FARN |  |  |  |  | 0000000000 |  |  |  | EN |  |  | INST |  | X |  | 00:00:00 | [7 empty] | ENVIRONMENT ONE CORPORATION | EXTREME SERIES AMGP | WH499535 |  | 2002 | C02 | 2002 | GRINDER | 1821010 | CM02_100 | C02 |  |  | ACTV | 2019-10-03 | PINTOM | 2014-06-26 | PINTOM | 2019-10-03 | M | E_GRINDER | E8655
10063263 | PUMP, GRINDER, E-ONE | E-S-S02-C-015-GP016 | 209G008A | [8 empty] | IE000000000010063263 | GRINDER UNIT, 10769 COMMERCIAL ST., FARN |  |  |  |  | 0000000000 |  |  |  | EN |  |  | INST |  | X |  | 00:00:00 | [7 empty] | ENVIRONMENT ONE CORPORATION | EXTREME SERIES AMGP | WH340392 |  | 2002 | C02 | 2002 | GRINDER | 1821010 | CM02_100 | C02 |  |  | ACTV | 2021-03-22 | DZIWULS2 | 2012-03-02 | PINTOM | 2021-03-22 | M | E_GRINDER | E8656
10081229 | PUMP, GRINDER, E-ONE | E-S-S02-C-015-GP017 | [9 empty] | IE000000000010081229 | GRINDER UNIT, 10779 COMMERCIAL ST., FARN |  |  |  |  | 0000000000 |  |  |  | EN |  |  | INST |  | X |  | 00:00:00 | [7 empty] | ENVIRONMENT ONE CORPORATION | EXTREME SERIES AMGP | WH734461 |  | 2002 | C02 | 2002 | GRINDER | 1821010 | CM02_100 | C02 |  |  | ACTV | 2022-12-15 | PINTOM | 2021-03-22 | PHILLIPP | 2022-12-15 | M | E_GRINDER | WH734461
10063339 | PUMP, GRINDER, E-ONE | E-S-S02-C-015-GP018 | 215G059A | [8 empty] | IE000000000010063339 | GRINDER UNIT, 10791 COMMERCIAL ST., FARN |  |  |  |  | 0000000000 |  |  |  | EN |  |  | INST |  | X |  | 00:00:00 | [7 empty] | ENVIRONMENT ONE CORPORATION | EXTREME SERIES AMGP | WH328032 |  | 2002 | C02 | 2002 | GRINDER | 1821010 | CM02_100 | C02 |  |  | ACTV | 2017-06-26 | DZIWULS2 | 2012-03-02 | PINTOM | 2017-06-26 | M | E_GRINDER | E8658
10070091 | PUMP, GRINDER, E-ONE | E-S-S02-C-015-GP020 | [9 empty] | IE000000000010070091 | GRINDER UNIT, 10797 COMMERCIAL ST., FARN |  |  |  |  | 0000000000 |  |  |  | EN |  |  | INST |  | X |  | 00:00:00 | [7 empty] | ENVIRONMENT ONE CORPORATION | EXTREME SERIES AMGP | WH408383 |  | 2002 | C02 | 2002 | GRINDER | 1821010 | CM02_100 | C02 |  |  | ACTV | 2021-06-10 | PINTOM | 2014-05-07 | PINTOM | 2021-06-10 | M | E_GRINDER | E865C
10068270 | PUMP, GRINDER, E-ONE | E-S-S02-C-015-GP021 | SAP80204 | [8 empty] | IE000000000010068270 | GRINDER UNIT, 10802 COMMERCIAL ST., FARN |  |  |  |  | 0000000000 |  |  |  | EN |  |  | INST |  | X |  | 00:00:00 | [7 empty] | ENVIRONMENT ONE CORPORATION | EXTREME SERIES AMGP | WH432649 |  | 2002 | C02 | 2002 | GRINDER | 1821010 | CM02_100 | C02 |  |  | ACTV | 2013-06-10 | DZIWULS2 | 2012-03-22 | CURRENTJ | 2015-12-16 | M | E_GRINDER | E8659
10063304 | PUMP, GRINDER, E-ONE | E-S-S02-C-015-GP022 | 215G022A | [8 empty] | IE000000000010063304 | GRINDER UNIT, 10801 COMMERCIAL ST., FARN |  |  |  |  | 0000000000 |  |  |  | EN |  |  | INST |  | X |  | 00:00:00 | [7 empty] | ENVIRONMENT ONE CORPORATION | EXTREME SERIES AMGP | DEMO |  | 2002 | C02 | 2002 | GRINDER | 1821010 | CM02_100 | C02 |  |  | ACTV | 2011-01-01 | DZIWULS2 | 2012-03-02 | CURRENTJ | 2015-12-16 | M | E_GRINDER | E865A
10068277 | PUMP, GRINDER, E-ONE | E-S-S02-C-015-GP023 | SAP80225 | [8 empty] | IE000000000010068277 | GRINDER UNIT, 10803 RAILROAD AVE., FARNH |  |  |  |  | 0000000000 |  |  |  | EN |  |  | INST |  | X |  | 00:00:00 | [7 empty] | ENVIRONMENT ONE CORPORATION | EXTREME SERIES AMGP | WH408376 |  | 2002 | C02 | 2002 | GRINDER | 1821010 | CM02_100 | C02 |  |  | ACTV | 2019-07-30 | DZIWULS2 | 2012-03-22 | PINTOM | 2019-07-30 | M | E_GRINDER | E8620
10068982 | PUMP, GRINDER, E-ONE | E-S-S02-C-015-GP024 | [9 empty] | IE000000000010068982 | GRINDER UNIT, 10805 RAILROAD AVE., FARNH |  |  |  |  | 0000000000 |  |  |  | EN |  |  | INST |  | X |  | 00:00:00 | [7 empty] | ENVIRONMENT ONE CORPORATION | EXTREME SERIES AMGP | WH340405 |  | 2002 | C02 | 2002 | GRINDER | 1821010 | CM02_100 | C02 |  |  | ACTV | 2013-06-26 | ZYNDAK | 2013-06-26 | CURRENTJ | 2015-12-16 | M | E_GRINDER | E8621
10063302 | PUMP, GRINDER, E-ONE | E-S-S02-C-015-GP025 | 215G020A | [8 empty] | IE000000000010063302 | GRINDER UNIT, 10821 RAILROAD AVE., FARNH |  |  |  |  | 0000000000 |  |  |  | EN |  |  | INST |  | X |  | 00:00:00 | [7 empty] | ENVIRONMENT ONE CORPORATION | EXTREME SERIES AMGP | WH328035 |  | 2002 | C02 | 2002 | GRINDER | 1821010 | CM02_100 | C02 |  |  | ACTV | 2019-10-28 | DZIWULS2 | 2012-03-02 | PINTOM | 2019-10-28 | M | E_GRINDER | E8623
10063300 | PUMP, GRINDER, E-ONE | E-S-S02-C-015-GP026 | 215G017A | [8 empty] | IE000000000010063300 | GRINDER UNIT, 10822 RAILROAD AVE., FARNH |  |  |  |  | 0000000000 |  |  |  | EN |  |  | INST |  | X |  | 00:00:00 | [7 empty] | ENVIRONMENT ONE CORPORATION | EXTREME SERIES AMGP | WH408384 |  | 2002 | C02 | 2002 | GRINDER | 1821010 | CM02_100 | C02 |  |  | ACTV | 2017-07-18 | DZIWULS2 | 2012-03-02 | PINTOM | 2017-07-18 | M | E_GRINDER | 19CC9E
10081230 | PUMP, GRINDER, E-ONE | E-S-S02-C-015-GP027 | [9 empty] | IE000000000010081230 | GRINDER UNIT, 10826 RAILROAD AVE., FARNH |  |  |  |  | 0000000000 |  |  |  | EN |  |  | INST |  | X |  | 00:00:00 | [7 empty] | ENVIRONMENT ONE CORPORATION | EXTREME SERIES AMGP | WH734429 |  | 2002 | C02 | 2002 | GRINDER | 1821010 | CM02_100 | C02 |  |  | ACTV | 2022-12-22 | PINTOM | 2021-03-22 | PHILLIPP | 2022-12-22 | M | E_GRINDER | WH734429
10081227 | PUMP, GRINDER, E-ONE | E-S-S02-C-015-GP028 | [9 empty] | IE000000000010081227 | GRINDER UNIT, 10842 RAILROAD AVE., FARNH |  |  |  |  | 0000000000 |  |  |  | EN |  |  | INST |  | X |  | 00:00:00 | [7 empty] | ENVIRONMENT ONE CORPORATION | EXTREME SERIES AMGP | WH734427 |  | 2002 | C02 | 2002 | GRINDER | 1821010 | CM02_100 | C02 |  |  | ACTV | 2022-11-23 | PINTOM | 2021-03-22 | PHILLIPP | 2022-11-23 | M | E_GRINDER | E8625
10063311 | PUMP, GRINDER, E-ONE | E-S-S02-C-015-GP029 | 215G029A | [8 empty] | IE000000000010063311 | GRINDER UNIT, 10874 RAILROAD AVE., FARNH |  |  |  |  | 0000000000 |  |  |  | EN |  |  | INST |  | X |  | 00:00:00 | [7 empty] | ENVIRONMENT ONE CORPORATION | EXTREME SERIES AMGP | WH368915 |  | 2002 | C02 | 2002 | GRINDER | 1821010 | CM02_100 | C02 |  |  | ACTV | 2011-01-01 | DZIWULS2 | 2012-03-02 | CURRENTJ | 2015-12-16 | M | E_GRINDER | E8626
10071845 | PUMP, GRINDER, E-ONE | E-S-S02-C-015-GP030 | [9 empty] | IE000000000010071845 | GRINDER UNIT, 10847 RAILROAD AVE., FARNH |  |  |  |  | 0000000000 |  |  |  | EN |  |  | INST |  | X |  | 00:00:00 | [7 empty] | ENVIRONMENT ONE CORPORATION | EXTREME SERIES AMGP | WH536427 |  | 2002 | C02 | 2002 | GRINDER | 1821010 | CM02_100 | C02 |  |  | ACTV | 2020-07-06 | PINTOM | 2016-02-11 | PINTOM | 2020-07-06 | M | E_GRINDER | E8627
10071943 | PUMP, GRINDER, E-ONE | E-S-S02-C-015-GP032 | [9 empty] | IE000000000010071943 | GRINDER UNIT, 10904 RAILROAD AVE., FARNH |  |  |  |  | 0000000000 |  |  |  | EN |  |  | INST |  | X |  | 00:00:00 | [7 empty] | ENVIRONMENT ONE CORPORATION | EXTREME SERIES AMGP | WH559123 |  | 2002 | C02 | 2002 | GRINDER | 1821010 | CM02_100 | C02 |  |  | ACTV | 2022-07-01 | PINTOM | 2016-04-01 | PINTOM | 2022-07-01 | M | E_GRINDER | 11325C
10063315 | PUMP, GRINDER, E-ONE | E-S-S02-C-015-GP033 | 215G033A | [8 empty] | IE000000000010063315 | GRINDER UNIT, 10924 RAILROAD AVE., FARNH |  |  |  |  | 0000000000 |  |  |  | EN |  |  | INST |  | X |  | 00:00:00 | [7 empty] | ENVIRONMENT ONE CORPORATION | EXTREME SERIES AMGP | WH368920 |  | 2002 | C02 | 2002 | GRINDER | 1821010 | CM02_100 | C02 |  |  | ACTV | 2011-01-01 | DZIWULS2 | 2012-03-02 | CURRENTJ | 2015-12-16 | M | E_GRINDER | E862A
10063316 | PUMP, GRINDER, E-ONE | E-S-S02-C-015-GP034 | 215G034A | [8 empty] | IE000000000010063316 | GRINDER UNIT, 10932 RAILROAD AVE., FARNH |  |  |  |  | 0000000000 |  |  |  | EN |  |  | INST |  | X |  | 00:00:00 | [7 empty] | ENVIRONMENT ONE CORPORATION | EXTREME SERIES AMGP | WH368907 |  | 2002 | C02 | 2002 | GRINDER | 1821010 | CM02_100 | C02 |  |  | ACTV | 2011-01-01 | DZIWULS2 | 2012-03-02 | CURRENTJ | 2015-12-16 | M | E_GRINDER | E862B
10063309 | PUMP, GRINDER, E-ONE | E-S-S02-C-015-GP035 | 215G027A | [8 empty] | IE000000000010063309 | GRINDER UNIT, 10953 RAILROAD AVE., FARNH |  |  |  |  | 0000000000 |  |  |  | EN |  |  | INST |  | X |  | 00:00:00 | [7 empty] | ENVIRONMENT ONE CORPORATION | EXTREME SERIES AMGP | WH328034 |  | 2002 | C02 | 2002 | GRINDER | 1821010 | CM02_100 | C02 |  |  | ACTV | 2020-11-12 | DZIWULS2 | 2012-03-02 | PINTOM | 2020-11-12 | M | E_GRINDER | E862C
10073628 | PUMP, GRINDER, E-ONE | E-S-S02-C-015-GP036 | [9 empty] | IE000000000010073628 | GRINDER UNIT, 10960 RAILROAD AVE., FARNH |  |  |  |  | 0000000000 |  |  |  | EN |  |  | INST |  | X |  | 00:00:00 | [7 empty] | ENVIRONMENT ONE CORPORATION | EXTREME SERIES AMGP | WH536408 |  | 2002 | C02 | 2002 | GRINDER | 1821010 | CM02_100 | C02 |  |  | ACTV | 2018-04-25 | PINTOM | 2018-04-25 | PINTOM | 2018-04-25 | M | E_GRINDER | E862D
10063321 | PUMP, GRINDER, E-ONE | E-S-S02-C-015-GP037 | 215G039A | [8 empty] | IE000000000010063321 | GRINDER UNIT, 11017 RAILROAD AVE., FARNH |  |  |  |  | 0000000000 |  |  |  | EN |  |  | INST |  | X |  | 00:00:00 | [7 empty] | ENVIRONMENT ONE CORPORATION | EXTREME SERIES AMGP | WH340355 |  | 2002 | C02 | 2002 | GRINDER | 1821010 | CM02_100 | C02 |  |  | ACTV | 2021-04-01 | DZIWULS2 | 2012-03-02 | PINTOM | 2021-04-01 | M | E_GRINDER | E862E
10063320 | PUMP, GRINDER, E-ONE | E-S-S02-C-015-GP038 | 215G038A | [8 empty] | IE000000000010063320 | GRINDER UNIT, 10451 DETROIT ST., FARNHAM |  |  |  |  | 0000000000 |  |  |  | EN |  |  | INST |  | X |  | 00:00:00 | [7 empty] | ENVIRONMENT ONE CORPORATION | EXTREME SERIES AMGP | WH340425 |  | 2002 | C02 | 2002 | GRINDER | 1821010 | CM02_100 | C02 |  |  | ACTV | 2011-01-01 | DZIWULS2 | 2012-03-02 | CURRENTJ | 2015-12-16 | M | E_GRINDER | 112E6C
10068272 | PUMP, GRINDER, E-ONE | E-S-S02-C-015-GP039 | SAP80206 | [8 empty] | IE000000000010068272 | GRINDER UNIT, 10453 DETROIT ST., FARNHAM |  |  |  |  | 0000000000 |  |  |  | EN |  |  | INST |  | X |  | 00:00:00 | [7 empty] | ENVIRONMENT ONE CORPORATION | EXTREME SERIES AMGP | WH431484 |  | 2002 | C02 | 2002 | GRINDER | 1821010 | CM02_100 | C02 |  |  | ACTV | 2021-06-03 | DZIWULS2 | 2012-03-22 | PINTOM | 2021-06-03 | M | E_GRINDER | E8619
10063322 | PUMP, GRINDER, E-ONE | E-S-S02-C-015-GP040 | 215G040A | [8 empty] | IE000000000010063322 | GRINDER UNIT, 10467 DETROIT ST., FARNHAM |  |  |  |  | 0000000000 |  |  |  | EN |  |  | INST |  | X |  | 00:00:00 | [7 empty] | ENVIRONMENT ONE CORPORATION | EXTREME SERIES AMGP | WH340368 |  | 2002 | C02 | 2002 | GRINDER | 1821010 | CM02_100 | C02 |  |  | ACTV | 2011-01-01 | DZIWULS2 | 2012-03-02 | CURRENTJ | 2015-12-16 | M | E_GRINDER | E861A
10063323 | PUMP, GRINDER, E-ONE | E-S-S02-C-015-GP041 | 215G041A | [8 empty] | IE000000000010063323 | GRINDER UNIT, 10482 DETROIT ST., FARNHAM |  |  |  |  | 0000000000 |  |  |  | EN |  |  | INST |  | X |  | 00:00:00 | [7 empty] | ENVIRONMENT ONE CORPORATION | EXTREME SERIES AMGP | WH340470 |  | 2002 | C02 | 2002 | GRINDER | 1821010 | CM02_100 | C02 |  |  | ACTV | 2011-01-01 | DZIWULS2 | 2012-03-02 | CURRENTJ | 2015-12-16 | M | E_GRINDER | 112E74
10070090 | PUMP, GRINDER, E-ONE | E-S-S02-C-015-GP042 | [9 empty] | IE000000000010070090 | GRINDER UNIT, 10489 DETROIT ST., FARNHAM |  |  |  |  | 0000000000 |  |  |  | EN |  |  | INST |  | X |  | 00:00:00 | [7 empty] | ENVIRONMENT ONE CORPORATION | EXTREME SERIES AMGP | WH408378 |  | 2002 | C02 | 2002 | GRINDER | 1821010 | CM02_100 | C02 |  |  | ACTV | 2022-11-30 | PINTOM | 2014-05-07 | PHILLIPP | 2022-11-30 | M | E_GRINDER | WH408378
10063326 | PUMP, GRINDER, E-ONE | E-S-S02-C-015-GP045 | 215G045A | [8 empty] | IE000000000010063326 | GRINDER UNIT, 10756 ERIE RD., FARNHAM |  |  |  |  | 0000000000 |  |  |  | EN |  |  | INST |  | X |  | 00:00:00 | [7 empty] | ENVIRONMENT ONE CORPORATION | EXTREME SERIES AMGP | WH328163 |  | 2002 | C02 | 2002 | GRINDER | 1821010 | CM02_100 | C02 |  |  | ACTV | 2011-01-01 | DZIWULS2 | 2012-03-02 | CURRENTJ | 2015-12-16 | M | E_GRINDER | E8635
10063327 | PUMP, GRINDER, E-ONE | E-S-S02-C-015-GP046 | 215G046A | [8 empty] | IE000000000010063327 | GRINDER UNIT, 10791 ERIE RD., FARNHAM |  |  |  |  | 0000000000 |  |  |  | EN |  |  | INST |  | X |  | 00:00:00 | [7 empty] | ENVIRONMENT ONE CORPORATION | EXTREME SERIES AMGP | WH32715? |  | 2002 | C02 | 2002 | GRINDER | 1821010 | CM02_100 | C02 |  |  | ACTV | 2011-01-01 | DZIWULS2 | 2012-03-02 | PHILLIPP | 2022-12-15 | M | E_GRINDER | 19CC9C
10063786 | PUMP, GRINDER, E-ONE | E-S-S02-C-015-GP046 | 215G046C | [8 empty] | IE000000000010063786 | GRINDER UNIT, 10791 ERIE RD., FARNHAM |  |  |  |  | 0000000000 |  |  |  | EN |  |  | INST |  | X |  | 00:00:00 | [7 empty] | ENVIRONMENT ONE CORPORATION | E-ONE | S10352320100002 |  | 2002 | C02 | 2002 | CONTROL | 1821010 | CM02_100 | C02 |  |  | ACTV | 2011-01-01 | DZIWULS2 | 2012-03-02 | CURRENTJ | 2015-12-16 | M | E_CONTROL | 19CC9C
10080357 | PUMP, GRINDER, E-ONE | E-S-S02-C-015-GP047 | [9 empty] | IE000000000010080357 | GRINDER UNIT, 10790 ERIE RD., FARNHAM |  |  |  |  | 0000000000 |  |  |  | EN |  |  | INST |  | X |  | 00:00:00 | [7 empty] | ENVIRONMENT ONE CORPORATION | EXTREME SERIES AMGP | WH523246 |  | 2002 | C02 | 2002 | GRINDER | 1821010 | CM02_100 | F02 |  |  | ACTV | 2020-01-16 | PINTOM | 2020-01-16 |  |  | M | E_GRINDER | E8637
10063329 | PUMP, GRINDER, PEABODY BARNES | E-S-S02-C-015-GP048 | 215G048A | [8 empty] | IE000000000010063329 | GRINDER UNIT, 10825 ERIE RD., FARNHAM |  |  |  |  | 0000000000 |  |  |  | EN |  |  | INST |  | X |  | 00:00:00 | [8 empty] | 2 HP |  |  | 2002 | C02 | 2002 | GRINDER | 1821010 | CM02_100 | C02 |  |  | ACTV | 2011-01-01 | DZIWULS2 | 2012-03-02 | CURRENTJ | 2015-12-16 | M | E_GRINDER | E863A
10071947 | PUMP, GRINDER, E-ONE | E-S-S02-C-015-GP049 | [9 empty] | IE000000000010071947 | GRINDER UNIT, 10843 ERIE RD., FARNHAM |  |  |  |  | 0000000000 |  |  |  | EN |  |  | INST |  | X |  | 00:00:00 | [7 empty] | ENVIRONMENT ONE CORPORATION | EXTREME SERIES AMGP | WH559122 |  | 2002 | C02 | 2002 | GRINDER | 1821010 | CM02_100 | C02 |  |  | ACTV | 2021-10-25 | PINTOM | 2016-04-01 | PINTOM | 2021-10-25 | M | E_GRINDER | E863A
10070119 | PUMP, GRINDER, E-ONE | E-S-S02-C-015-GP050 | [9 empty] | IE000000000010070119 | GRINDER UNIT, 10849 ERIE RD., FARNHAM |  |  |  |  | 0000000000 |  |  |  | EN |  |  | INST |  | X |  | 00:00:00 | [7 empty] | ENVIRONMENT ONE CORPORATION | EXTREME SERIES AMGP | WH499539 |  | 2002 | C02 | 2002 | GRINDER | 1821010 | CM02_100 | C02 |  |  | ACTV | 2014-06-27 | PINTOM | 2014-06-26 | CURRENTJ | 2015-12-16 | M | E_GRINDER | E8639
10063301 | PUMP, GRINDER, E-ONE | E-S-S02-C-015-GP051 | 215G018A | [8 empty] | IE000000000010063301 | GRINDER UNIT, 10863 ERIE RD., FARNHAM |  |  |  |  | 0000000000 |  |  |  | EN |  |  | INST |  | X |  | 00:00:00 | [7 empty] | ENVIRONMENT ONE CORPORATION | EXTREME SERIES AMGP | WH328030 |  | 2002 | C02 | 2002 | GRINDER | 1821010 | CM02_100 | C02 |  |  | ACTV | 2021-05-14 | DZIWULS2 | 2012-03-02 | PINTOM | 2021-05-14 | M | E_GRINDER | E8638
10063333 | PUMP, GRINDER, E-ONE | E-S-S02-C-015-GP052 | 215G052A | [8 empty] | IE000000000010063333 | GRINDER UNIT, 10873 ERIE RD., FARNHAM |  |  |  |  | 0000000000 |  |  |  | EN |  |  | INST |  | X |  | 00:00:00 | [7 empty] | ENVIRONMENT ONE CORPORATION | EXTREME SERIES AMGP | WH340035 |  | 2002 | C02 | 2002 | GRINDER | 1821010 | CM02_100 | C02 |  |  | ACTV | 2011-01-01 | DZIWULS2 | 2012-03-02 | CURRENTJ | 2015-12-16 | M | E_GRINDER | E863B
10063287 | PUMP, GRINDER, E-ONE | E-S-S02-C-015-GP054 | 215G004A | [8 empty] | IE000000000010063287 | GRINDER UNIT, 10896 ERIE RD., FARNHAM |  |  |  |  | 0000000000 |  |  |  | EN |  |  | INST |  | X |  | 00:00:00 | [7 empty] | ENVIRONMENT ONE CORPORATION | EXTREME SERIES AMGP | WH408379 |  | 2002 | C02 | 2002 | GRINDER | 1821010 | CM02_100 | C02 |  |  | ACTV | 2019-07-09 | DZIWULS2 | 2012-03-02 | PINTOM | 2019-07-09 | M | E_GRINDER | E863E
10071849 | PUMP, GRINDER, E-ONE | E-S-S02-C-015-GP055 | [9 empty] | IE000000000010071849 | GRINDER UNIT, 10900 ERIE RD., FARNHAM |  |  |  |  | 0000000000 |  |  |  | EN |  |  | INST |  | X |  | 00:00:00 | [7 empty] | ENVIRONMENT ONE CORPORATION | EXTREME SERIES AMGP | WH536425 |  | 2002 | C02 | 2002 | GRINDER | 1821010 | CM02_100 | C02 |  |  | ACTV | 2020-06-12 | PINTOM | 2016-02-11 | PINTOM | 2020-06-12 | M | E_GRINDER | E863F
10063336 | PUMP, GRINDER, PEABODY BARNES | E-S-S02-C-015-GP056 | 215G056A | [8 empty] | IE000000000010063336 | GRINDER UNIT, 10899 ERIE RD., FARNHAM |  |  |  |  | 0000000000 |  |  |  | EN |  |  | INAC INST |  | X |  | 00:00:00 | [8 empty] | 2 HP |  |  | 2002 | C02 | 2002 | GRINDER | 1821010 | CM02_100 | C02 |  |  | ACTV | 2013-08-22 | DZIWULS2 | 2012-03-02 | CURRENTJ | 2015-12-16 | M | E_GRINDER | E863D
10063337 | PUMP, GRINDER, E-ONE | E-S-S02-C-015-GP057 | 215G057A | [8 empty] | IE000000000010063337 | GRINDER UNIT, 10495 ERIE RD., FARNHAM |  |  |  |  | 0000000000 |  |  |  | EN |  |  | INST |  | X |  | 00:00:00 | [7 empty] | ENVIRONMENT ONE CORPORATION | EXTREME SERIES AMGP | WH340379 |  | 2002 | C02 | 2002 | GRINDER | 1821010 | CM02_100 | C02 |  |  | ACTV | 2011-01-01 | DZIWULS2 | 2012-03-02 | CURRENTJ | 2015-12-16 | M | E_GRINDER | 113106
10070125 | PUMP, GRINDER, E-ONE | E-S-S02-C-015-GP058 | [9 empty] | IE000000000010070125 | GRINDER UNIT, 10476 ERIE RD., FARNHAM |  |  |  |  | 0000000000 |  |  |  | EN |  |  | INST |  | X |  | 00:00:00 | [7 empty] | ENVIRONMENT ONE CORPORATION | EXTREME SERIES AMGP | WH499542 |  | 2002 | C02 | 2002 | GRINDER | 1821010 | CM02_100 | C02 |  |  | ACTV | 2014-06-30 | PINTOM | 2014-06-26 | CURRENTJ | 2015-12-16 | M | E_GRINDER | E860A
10071945 | PUMP, GRINDER, E-ONE | E-S-S02-C-015-GP059 | [9 empty] | IE000000000010071945 | GRINDER UNIT, 10475 ERIE RD., FARNHAM |  |  |  |  | 0000000000 |  |  |  | EN |  |  | INST |  | X |  | 00:00:00 | [7 empty] | ENVIRONMENT ONE CORPORATION | EXTREME SERIES AMGP | WH559127 |  | 2002 | C02 | 2002 | GRINDER | 1821010 | CM02_100 | C02 |  |  | ACTV | 2022-12-06 | PINTOM | 2016-04-01 | PHILLIPP | 2022-12-06 | M | E_GRINDER | WH559127
10068275 | PUMP, GRINDER, E-ONE | E-S-S02-C-015-GP060 | SAP80209 | [8 empty] | IE000000000010068275 | GRINDER UNIT, 10463 ERIE RD., FARNHAM |  |  |  |  | 0000000000 |  |  |  | EN |  |  | INST |  | X |  | 00:00:00 | [7 empty] | ENVIRONMENT ONE CORPORATION | EXTREME SERIES AMGP | WH432650 |  | 2002 | C02 | 2002 | GRINDER | 1821010 | CM02_100 | C02 |  |  | ACTV | 2013-06-10 | DZIWULS2 | 2012-03-22 | CURRENTJ | 2015-12-16 | M | E_GRINDER | E860B
10071521 | PUMP, GRINDER, E-ONE | E-S-S02-C-015-GP061 | [9 empty] | IE000000000010071521 | GRINDER UNIT, 10457 ERIE RD., FARNHAM |  |  |  |  | 0000000000 |  |  |  | EN |  |  | INST |  | X |  | 00:00:00 | [7 empty] | ENVIRONMENT ONE CORPORATION | EXTREME SERIES AMGP | WH536246 |  | 2002 | C02 | 2002 | GRINDER | 1821010 | CM02_100 | F02 |  |  | ACTV | 2019-04-30 | PINTOM | 2015-03-10 | PINTOM | 2020-01-16 | M | E_GRINDER | E860C
10068271 | PUMP, GRINDER, E-ONE | E-S-S02-C-015-GP062 | SAP80205 | [8 empty] | IE000000000010068271 | GRINDER UNIT, 10453 ERIE RD., FARNHAM |  |  |  |  | 0000000000 |  |  |  | EN |  |  | INST |  | X |  | 00:00:00 | [7 empty] | ENVIRONMENT ONE CORPORATION | EXTREME SERIES AMGP | WH426904 |  | 2002 | C02 | 2002 | GRINDER | 1821010 | CM02_100 | C02 |  |  | ACTV | 2022-03-14 | DZIWULS2 | 2012-03-22 | PINTOM | 2022-03-14 | M | E_GRINDER | 112E72
10063298 | PUMP, GRINDER, E-ONE | E-S-S02-C-015-GP063 | 215G015A | [8 empty] | IE000000000010063298 | GRINDER UNIT, 10445 ERIE RD., FARNHAM |  |  |  |  | 0000000000 |  |  |  | EN |  |  | INST |  | X |  | 00:00:00 | [7 empty] | ENVIRONMENT ONE CORPORATION | EXTREME SERIES AMGP | WH340467 |  | 2002 | C02 | 2002 | GRINDER | 1821010 | CM02_100 | C02 |  |  | ACTV | 2020-04-01 | DZIWULS2 | 2012-03-02 | PINTOM | 2020-04-01 | M | E_GRINDER | E860D
10071525 | PUMP, GRINDER, E-ONE | E-S-S02-C-015-GP064 | [9 empty] | IE000000000010071525 | GRINDER UNIT, 10448 ERIE RD., FARNHAM |  |  |  |  | 0000000000 |  |  |  | EN |  |  | INST |  | X |  | 00:00:00 | [7 empty] | ENVIRONMENT ONE CORPORATION | EXTREME SERIES AMGP | WH523243 |  | 2002 | C02 | 2002 | GRINDER | 1821010 | CM02_100 | F02 |  |  | ACTV | 2021-11-04 | PINTOM | 2015-03-10 | PINTOM | 2021-11-04 | M | E_GRINDER | E860E
10063345 | PUMP, GRINDER, PEABODY BARNES | E-S-S02-C-015-GP065 | 215G065A | [8 empty] | IE000000000010063345 | GRINDER UNIT, 10432 ERIE RD., FARNHAM |  |  |  |  | 0000000000 |  |  |  | EN |  |  | INST |  | X |  | 00:00:00 | [8 empty] | 2 HP |  |  | 2002 | C02 | 2002 | GRINDER | 1821010 | CM02_100 | C02 |  |  | ACTV | 2011-01-01 | DZIWULS2 | 2012-03-02 | CURRENTJ | 2015-12-16 | M | E_GRINDER | E860F
10068901 | PUMP, GRINDER, E-ONE | E-S-S02-C-015-GP066 | [9 empty] | IE000000000010068901 | GRINDER UNIT, 10427 ERIE RD., FARNHAM |  |  |  |  | 0000000000 |  |  |  | EN |  |  | INST |  | X |  | 00:00:00 | [7 empty] | ENVIRONMENT ONE CORPORATION | EXTREME SERIES AMGP | WH460694 |  | 2002 | C02 | 2002 | GRINDER | 1821010 | CM02_100 | C02 |  |  | ACTV | 2017-03-14 | ZYNDAK | 2013-06-25 | PINTOM | 2017-03-14 | M | E_GRINDER | 112E70
10070118 | PUMP, GRINDER, E-ONE | E-S-S02-C-015-GP067 | [9 empty] | IE000000000010070118 | GRINDER UNIT, 10418 ERIE RD., FARNHAM |  |  |  |  | 0000000000 |  |  |  | EN |  |  | INST |  | X |  | 00:00:00 | [7 empty] | ENVIRONMENT ONE CORPORATION | EXTREME SERIES AMGP | WH499536 |  | 2002 | C02 | 2002 | GRINDER | 1821010 | CM02_100 | C02 |  |  | ACTV | 2014-10-07 | PINTOM | 2014-06-26 | CURRENTJ | 2015-12-16 | M | E_GRINDER | E8610
10071522 | PUMP, GRINDER, E-ONE | E-S-S02-C-015-GP068 | [9 empty] | IE000000000010071522 | GRINDER UNIT, 10413 ERIE RD., FARNHAM |  |  |  |  | 0000000000 |  |  |  | EN |  |  | INST |  | X |  | 00:00:00 | [7 empty] | ENVIRONMENT ONE CORPORATION | EXTREME SERIES AMGP | WH523333 |  | 2002 | C02 | 2002 | GRINDER | 1821010 | CM02_100 | F02 |  |  | ACTV | 2015-12-01 | PINTOM | 2015-03-10 | CURRENTJ | 2015-12-16 | M | E_GRINDER | 112E71
10068902 | PUMP, GRINDER, E-ONE | E-S-S02-C-015-GP069 | [9 empty] | IE000000000010068902 | GRINDER UNIT, 10402 ERIE RD., FARNHAM |  |  |  |  | 0000000000 |  |  |  | EN |  |  | INST |  | X |  | 00:00:00 | [7 empty] | ENVIRONMENT ONE CORPORATION | EXTREME SERIES AMGP | WH460428 |  | 2002 | C02 | 2002 | GRINDER | 1821010 | CM02_100 | C02 |  |  | ACTV | 2013-09-13 | ZYNDAK | 2013-06-25 | CURRENTJ | 2015-12-16 | M | E_GRINDER | E8614
10068899 | PUMP, GRINDER, E-ONE | E-S-S02-C-015-GP070 | [9 empty] | IE000000000010068899 | GRINDER UNIT, 10403 ERIE RD., FARNHAM |  |  |  |  | 0000000000 |  |  |  | EN |  |  | INST |  | X |  | 00:00:00 | [7 empty] | ENVIRONMENT ONE CORPORATION | EXTREME SERIES AMGP | WH460501 |  | 2002 | C02 | 2002 | GRINDER | 1821010 | CM02_100 | C02 |  |  | ACTV | 2020-10-15 | ZYNDAK | 2013-06-25 | PINTOM | 2020-10-15 | M | E_GRINDER | E8613
10071901 | PUMP, GRINDER, E-ONE | E-S-S02-C-015-GP070 | [9 empty] | IE000000000010071901 | GRINDER UNIT, 10403 ERIE RD., FARNHAM |  |  |  |  | 0000000000 |  |  |  | EN |  |  | INST |  | X |  | 00:00:00 | [7 empty] | ENVIRONMENT ONE CORPORATION | EXTREME SERIES AMGP | WH536401 |  | 2002 | C02 | 2002 | GRINDER | 1821010 | CM02_100 | C02 |  |  | ACTV | 2019-02-27 | PINTOM | 2016-02-11 | PINTOM | 2019-02-27 | M | E_GRINDER | E8613
10081231 | PUMP, GRINDER, E-ONE | E-S-S02-C-015-GP071 | [9 empty] | IE000000000010081231 | GRINDER UNIT, 10876 RAILROAD AVE, FARNHA |  |  |  |  | 0000000000 |  |  |  | EN |  |  | INST |  | X |  | 00:00:00 | [7 empty] | ENVIRONMENT ONE CORPORATION | EXTREME SERIES AMGP | WH734435 |  | 2002 | C02 | 2002 | GRINDER | 1821010 | CM02_100 | C02 |  |  | ACTV | 2022-11-29 | PINTOM | 2021-03-22 | PHILLIPP | 2022-11-29 | M | E_GRINDER | 17
10068279 | PUMP, GRINDER, E-ONE | E-S-S02-C-016-GP002 | SAP80227 | [8 empty] | IE000000000010068279 | GRINDER UNIT, 5896 OLD LAKE SHORE, LAKEV |  |  |  |  | 0000000000 |  |  |  | EN |  |  | INST |  | X |  | 00:00:00 | [7 empty] | ENVIRONMENT ONE CORPORATION | EXTREME SERIES AMGP | WH408381 |  | 2002 | C02 | 2002 | GRINDER | 1821010 | CM02_100 | C02 |  |  | ACTV | 2014-09-15 | DZIWULS2 | 2012-03-22 | CURRENTJ | 2015-12-16 | M | E_GRINDER | E85F1
10071944 | PUMP, GRINDER, E-ONE | E-S-S02-C-016-GP003 | [9 empty] | IE000000000010071944 | GRINDER UNIT, 5894 OLD LAKE SHORE, LAKEV |  |  |  |  | 0000000000 |  |  |  | EN |  |  | INST |  | X |  | 00:00:00 | [7 empty] | ENVIRONMENT ONE CORPORATION | EXTREME SERIES AMGP | WH559125 |  | 2002 | C02 | 2002 | GRINDER | 1821010 | CM02_100 | C02 |  |  | ACTV | 2022-07-19 | PINTOM | 2016-04-01 | PINTOM | 2022-07-19 | M | E_GRINDER | E85F2
10071523 | PUMP, GRINDER, E-ONE | E-S-S02-C-016-GP004 | [9 empty] | IE000000000010071523 | GRINDER UNIT, 5866 OLD LAKE SHORE, LAKEV |  |  |  |  | 0000000000 |  |  |  | EN |  |  | INST |  | X |  | 00:00:00 | [7 empty] | ENVIRONMENT ONE CORPORATION | EXTREME SERIES AMGP | WH523337 |  | 2002 | C02 | 2002 | GRINDER | 1821010 | CM02_100 | F02 |  |  | ACTV | 2015-06-26 | PINTOM | 2015-03-10 | CURRENTJ | 2015-12-16 | M | E_GRINDER | E85F9
10063280 | PUMP, GRINDER, ABC | E-S-S02-C-016-GP005 | 216G005A | [8 empty] | IE000000000010063280 | GRINDER UNIT, 5888 OLD LAKE SHORE, LAKEV |  |  |  |  | 0000000000 |  |  |  | EN |  |  | INST |  | X |  | 00:00:00 | [8 empty] | SIMPLEX |  |  | 2002 | C02 | 2002 | GRINDER | 1821010 | CM02_100 | C02 |  |  | ACTV | 2012-03-29 | DZIWULS2 | 2012-03-02 | CURRENTJ | 2015-12-16 | M | E_GRINDER | E85F3
10070117 | PUMP, GRINDER, E-ONE | E-S-S02-C-016-GP006 | [9 empty] | IE000000000010070117 | GRINDER UNIT, 5860 OLD LAKE SHORE, LAKEV |  |  |  |  | 0000000000 |  |  |  | EN |  |  | INST |  | X |  | 00:00:00 | [7 empty] | ENVIRONMENT ONE CORPORATION | EXTREME SERIES AMGP | WH499533 |  | 2002 | C02 | 2002 | GRINDER | 1821010 | CM02_100 | C02 |  |  | ACTV | 2015-06-09 | PINTOM | 2014-06-26 | CURRENTJ | 2015-12-16 | M | E_GRINDER | 1A04CA
10071951 | PUMP, GRINDER, E-ONE | E-S-S02-C-016-GP007 | [9 empty] | IE000000000010071951 | GRINDER UNIT, 5848 OLD LAKE SHORE, LAKEV |  |  |  |  | 0000000000 |  |  |  | EN |  |  | INST |  | X |  | 00:00:00 | [7 empty] | ENVIRONMENT ONE CORPORATION | EXTREME SERIES AMGP | WH559130 |  | 2002 | C02 | 2002 | GRINDER | 1821010 | CM02_100 | C02 |  |  | ACTV | 2018-03-21 | PINTOM | 2016-04-01 | PINTOM | 2018-03-21 | M | E_GRINDER | E85F8
10063310 | PUMP, GRINDER, E-ONE | E-S-S02-C-016-GP008 | 215G028A | [8 empty] | IE000000000010063310 | GRINDER UNIT, 5852 OLD LAKE SHORE, LAKEV |  |  |  |  | 0000000000 |  |  |  | EN |  |  | INST |  | X |  | 00:00:00 | [7 empty] | ENVIRONMENT ONE CORPORATION | EXTREME SERIES AMGP | WH367178 |  | 2002 | C02 | 2002 | GRINDER | 1821010 | CM02_100 | C02 |  |  | ACTV | 2019-07-12 | DZIWULS2 | 2012-03-02 | PINTOM | 2019-07-12 | M | E_GRINDER | E85F4
10071526 | PUMP, GRINDER, E-ONE | E-S-S02-C-016-GP009 | [9 empty] | IE000000000010071526 | GRINDER UNIT, 5888A OLD LAKE SHORE,LAKEV |  |  |  |  | 0000000000 |  |  |  | EN |  |  | INST |  | X |  | 00:00:00 | [7 empty] | ENVIRONMENT ONE CORPORATION | EXTREME SERIES AMGP | WH523332 |  | 2002 | C02 | 2002 | GRINDER | 1821010 | CM02_100 | F02 |  |  | ACTV | 2022-11-30 | PINTOM | 2015-03-10 | PHILLIPP | 2022-11-30 | M | E_GRINDER | WH523332
10001631 | PUMP, SUMP 1 | E-S-S02-F-BFM-DRYWL | 2-6014 | [7 empty] | BRANT FARNHAM PUMP STATION | IE000000000010001631 | BRANT FARNHAM PS DRY WELL | 14061 |  |  |  | 0000000000 |  |  |  | EN |  | 526 COMMERCIAL ST, REAR | INST |  | X |  | 00:00:00 | [7 empty] | ENPO | AU | 49947 |  | 2002 | F02 | 2002 | PUMP | 1821010 | FM02_100 | F02 |  |  | ACTV | 2011-01-01 | DZIWULS2 | 2012-02-22 | ZYNDAK | 2013-01-30 | M | E_PUMP
10001632 | PUMP, SUMP 2 | E-S-S02-F-BFM-DRYWL | 2-6015 | [7 empty] | BRANT FARNHAM PUMP STATION | IE000000000010001632 | BRANT FARNHAM PS DRY WELL | 14061 |  |  |  | 0000000000 |  |  |  | EN |  | 526 COMMERCIAL ST, REAR | INST |  | X |  | 00:00:00 | [7 empty] | ENPO | AU |  |  | 2002 | F02 | 2002 | PUMP | 1821010 | FM02_100 | F02 |  |  | ACTV | 2011-01-01 | DZIWULS2 | 2012-02-22 | ZYNDAK | 2013-01-30 | M | E_PUMP
10001612 | MOTOR, PUMP 1 | E-S-S02-F-BFM-DRYWL-PUMP1 | 2-6001-M | [7 empty] | BRANT FARNHAM PUMP STATION | IE000000000010001612 | PUMP 1 | 14061 |  |  |  | 0000000000 |  |  |  | EN |  | 526 COMMERCIAL ST, REAR | ASEQ |  | X |  | 00:00:00 | [7 empty] | WESTINGHOUSE | 75 HP, 1775 RPM |  |  | 2002 | F02 | 2002 | MOTOR | 1821010 | FM02_100 | F02 | 10001613 |  | ACTV | 2014-01-21 | DZIWULS2 | 2012-02-22 | ZYNDAK | 2014-01-21 | M | E_MOTOR
10001613 | PUMP 1 | E-S-S02-F-BFM-DRYWL-PUMP1 | 2-6001-P | [7 empty] | BRANT FARNHAM PUMP STATION | IE000000000010001613 | PUMP 1 | 14061 |  |  |  | 0000000000 |  |  |  | EN |  | 526 COMMERCIAL ST, REAR | INST |  | X |  | 00:00:00 | [7 empty] | FAIRBANK MORSE | B-5430 | K3K1-054249-0 |  | 2002 | F02 | 2002 | PUMP | 1821010 | FM02_100 | F02 |  |  | ACTV | 2014-01-21 | DZIWULS2 | 2012-02-22 | ZYNDAK | 2014-01-21 | M | E_PUMP
10001614 | MOTOR, PUMP 2 | E-S-S02-F-BFM-DRYWL-PUMP2 | 2-6002-M | [7 empty] | BRANT FARNHAM PUMP STATION | IE000000000010001614 | PUMP 2 | 14061 |  |  |  | 0000000000 |  |  |  | EN |  | 526 COMMERCIAL ST, REAR | ASEQ |  | X |  | 00:00:00 | [7 empty] | WESTINGHOUSE | 84C34709 | 8405 |  | 2002 | F02 | 2002 | MOTOR | 1821010 | FM02_100 | F02 | 10001615 |  | ACTV | 2014-01-21 | DZIWULS2 | 2012-02-22 | ZYNDAK | 2014-01-21 | M | E_MOTOR
10001615 | PUMP 2 | E-S-S02-F-BFM-DRYWL-PUMP2 | 2-6002-P | [7 empty] | BRANT FARNHAM PUMP STATION | IE000000000010001615 | PUMP 2 | 14061 |  |  |  | 0000000000 |  |  |  | EN |  | 526 COMMERCIAL ST, REAR | INST |  | X |  | 00:00:00 | [7 empty] | FAIRBANK MORSE | B-5430 | K3K1-054249-0 |  | 2002 | F02 | 2002 | PUMP | 1821010 | FM02_100 | F02 |  |  | ACTV | 2014-01-21 | DZIWULS2 | 2012-02-22 | ZYNDAK | 2014-01-21 | M | E_PUMP
10001616 | STARTER, PUMP MOTOR 1 | E-S-S02-F-BFM-ELINS | 2-6003 | [7 empty] | BRANT FARNHAM PUMP STATION | IE000000000010001616 | BRANT FARNHAM PS ELECTRICAL/INSTRUMENTAT | 14061 |  |  |  | 0000000000 |  |  |  | EN |  | 526 COMMERCIAL ST, REAR | INST |  | X |  | 00:00:00 | [7 empty] | C8902 | A400FG026C |  |  | 2002 | F02 | 2002 | CONTROL | 1821010 | FM02_100 | F02 |  |  | ACTV | 2011-01-01 | DZIWULS2 | 2012-02-22 | ZYNDAK | 2013-01-30 | M | E_CONTROL
10001641 | BRANT-FARNHAM - BI-OX SYSTEM PUMP | E-S-S02-F-BFM-WETWL | 2-6028-3 | [7 empty] | BRANT FARNHAM PUMP STATION | IE000000000010001641 | BRANT FARNHAM PS WET WELL | 14061 |  |  |  | 0000000000 |  |  |  | EN |  | 526 COMMERCIAL ST, REAR | INST |  | X |  | 00:00:00 | [11 empty] | 2002 | F02 | 2002 | ODOR | 1821010 | FM02_100 | F02 |  |  | ACTV | 2011-01-01 | DZIWULS2 | 2012-02-22 | ZYNDAK | 2013-01-30 | M | E_ODOR
10001642 | PUMP, BI-OXIDE SYSTEM 2 | E-S-S02-F-BFM-WETWL | 2-6028-4 | [7 empty] | BRANT FARNHAM PUMP STATION | IE000000000010001642 | BRANT FARNHAM PS WET WELL | 14061 |  |  |  | 0000000000 |  |  |  | EN |  | 526 COMMERCIAL ST, REAR | INST |  | X |  | 00:00:00 | [11 empty] | 2002 | F02 | 2002 | PUMP | 1821010 | FM02_100 | F02 |  |  | ACTV | 2011-01-01 | DZIWULS2 | 2012-02-22 | ZYNDAK | 2013-01-30 | M | E_PUMP
10001649 | SUMP PUMP | E-S-S02-F-BNT-DRYWL | 2-6503 | [8 empty] | IE000000000010001649 | BENNETT BEACH PS DRY WELL | 14006 |  |  |  | 0000000000 |  |  |  | EN |  | 8260 Lake Shore Rd (NW corner of parking lot) | INST |  | X |  | 00:00:00 | [11 empty] | 2002 | F02 | 2002 | PUMP | 1821010 | FM02_100 | F02 |  |  | ACTV | 2011-01-01 | DZIWULS2 | 2012-02-22 | SWEETM | 2013-02-07 | M | E_PUMP
10001647 | PUMP 1, SUBMERSIBLE, DRY PIT | E-S-S02-F-BNT-DRYWL-PUMP1 | 2-6501 | [8 empty] | IE000000000010001647 | PUMP 1 | 14006 |  |  |  | 0000000000 |  |  |  | EN |  | 8260 Lake Shore Rd (NW corner of parking lot) | INST |  | X |  | 00:00:00 | [7 empty] | WILO | FA10.83E | 650001589 |  | 2002 | F02 | 2002 | PUMP | 1821010 | FM02_100 | F02 |  |  | ACTV | 2014-01-21 | DZIWULS2 | 2012-02-22 | ZYNDAK | 2014-01-21 | M | E_PUMP
10001648 | PUMP 2, SUBMERSIBLE, DRY PIT | E-S-S02-F-BNT-DRYWL-PUMP2 | 2-6502 | [8 empty] | IE000000000010001648 | PUMP 2 | 14006 |  |  |  | 0000000000 |  |  |  | EN |  | 8260 Lake Shore Rd (NW corner of parking lot) | INST |  | X |  | 00:00:00 | [7 empty] | WILO | FA10.83E | 650001588 |  | 2002 | F02 | 2002 | PUMP | 1821010 | FM02_100 | F02 |  |  | ACTV | 2014-01-21 | DZIWULS2 | 2012-02-22 | ZYNDAK | 2014-01-21 | M | E_PUMP
10004376 | PUMPAROUND/ BYPASS PUMP | E-S-S02-F-BNT-PLUMB | SAP000046 | [8 empty] | IE000000000010004376 | BENNETT BEACH PS PLUMBING | 14006 |  |  |  | 0000000000 |  |  |  | EN |  | 8260 Lake Shore Rd (NW corner of parking lot) | INST |  | X |  | 00:00:00 | [11 empty] | 2002 | F02 | 2002 | PLUMBING | 1821010 | FM02_100 | F02 |  |  | ACTV | 2011-01-01 | DZIWULS2 | 2012-02-22 | SWEETM | 2013-02-07 | M | E_PLUMBING
10070751 | LIGHTING, GRIT/INF PUMP/HYPOCHLORITE | E-S-S02-F-BSP-BLDGR-LIGHT | 2-1169 | [8 empty] | IE000000000010070751 | Lighting | 14006 |  |  |  | 0000000000 |  |  |  | EN |  | 8443 LAKESHORE | INST |  | X |  | 00:00:00 | [11 empty] | 2002 | F02 | 2002 | ELECTRIC | 1821010 | OP02_100 | F02 |  |  | ACTV | 2011-01-01 | KAMINSKK | 2014-10-30 |  |  | M | E_ELECTRIC
10001004 | PANEL, VFD, RAS PUMP, TRIPLEX | E-S-S02-F-BSP-BLDGR-MCC | 2-1348 | [8 empty] | IE000000000010001004 | MCC's | 14006 |  |  |  | 0000000000 |  |  |  | EN |  | 8443 LAKESHORE | INST |  | X |  | 00:00:00 | [8 empty] | VPS060808-3 |  |  | 2002 | F02 | 2002 | CONTROL | 1821010 | OP02_100 | F02 |  |  | ACTV | 2016-09-30 | DZIWULS2 | 2012-02-22 | CURRENTJ | 2016-09-30 | M | E_CONTROL
10000895 | SUMP PUMP, LAB BUILDING | E-S-S02-F-BSP-BLDGR-PLUMB | 2-1209 | [8 empty] | IE000000000010000895 | Plumbing | 14006 |  |  |  | 0000000000 |  |  |  | EN |  | 8443 LAKESHORE | INST |  | X |  | 00:00:00 | [11 empty] | 2002 | F02 | 2002 | PUMP | 1821010 | OP02_100 | F02 |  |  | ACTV | 2013-11-13 | DZIWULS2 | 2012-02-22 | KAMINSKK | 2014-06-18 | M | E_PUMP
10004589 | PUMP, FUEL TANK, GENSET | E-S-S02-F-BSP-BLDGR-PWR | SAP000259 | [8 empty] | IE000000000010004589 | BIG SISTER TP SUB-STATION/EMG. POWER | 14006 |  |  |  | 0000000000 |  |  |  | EN |  | 8443 LAKESHORE | INST |  | X |  | 00:00:00 | [7 empty] | DAYTON | 5K984C |  |  | 2002 | F02 | 2002 | PUMP | 1821010 | OP02_100 | F02 |  |  | ACTV | 2013-11-13 | DZIWULS2 | 2012-02-22 | KAMINSKK | 2014-06-18 | M | E_PUMP
10000866 | PUMP, PERISTALTIC HOSE 1, EAST | E-S-S02-F-BSP-DISIN-SHYPO | 2-1177 | [8 empty] | IE000000000010000866 | Sodium Hypochlorite | 14006 |  |  |  | 0000000000 |  |  |  | EN |  | 8443 LAKESHORE | INST |  | X |  | 00:00:00 | [7 empty] | WATSON-MARLO | 624 DI DIGITAL |  |  | 2002 | F02 | 2002 | PUMP | 1821010 | OP02_100 | F02 |  |  | ACTV | 2013-11-13 | DZIWULS2 | 2012-02-22 | KAMINSKK | 2014-06-18 | M | E_PUMP
10000867 | PUMP, PERISTALTIC HOSE 2, MIDDLE | E-S-S02-F-BSP-DISIN-SHYPO | 2-1178 | [8 empty] | IE000000000010000867 | Sodium Hypochlorite | 14006 |  |  |  | 0000000000 |  |  |  | EN |  | 8443 LAKESHORE | INST |  | X |  | 00:00:00 | [7 empty] | WATSON-MARLO | 624 DI DIGITAL |  |  | 2002 | F02 | 2002 | PUMP | 1821010 | OP02_100 | F02 |  |  | ACTV | 2013-11-13 | DZIWULS2 | 2012-02-22 | KAMINSKK | 2014-06-18 | M | E_PUMP
10000868 | PUMP, PERISTALTIC HOSE 3, WEST | E-S-S02-F-BSP-DISIN-SHYPO | 2-1179 | [8 empty] | IE000000000010000868 | Sodium Hypochlorite | 14006 |  |  |  | 0000000000 |  |  |  | EN |  | 8443 LAKESHORE | INST |  | X |  | 00:00:00 | [7 empty] | WATSON-MARLO | 624 DI DIGITAL |  |  | 2002 | F02 | 2002 | PUMP | 1821010 | OP02_100 | F02 |  |  | ACTV | 2013-11-13 | DZIWULS2 | 2012-02-22 | KAMINSKK | 2014-06-18 | M | E_PUMP
10004456 | PANEL, CONTROL, CHEMICAL PUMP | E-S-S02-F-BSP-DISIN-SHYPO | SAP000126 | [8 empty] | IE000000000010004456 | Sodium Hypochlorite | 14006 |  |  |  | 0000000000 |  |  |  | EN |  | 8443 LAKESHORE | INST |  | X |  | 00:00:00 | [7 empty] | AQUALOGICS |  |  |  | 2002 | F02 | 2002 | CONTROL | 1821010 | OP02_100 | F02 |  |  | ACTV | 2013-11-13 | DZIWULS2 | 2012-02-22 | KAMINSKK | 2014-06-18 | M | E_CONTROL
10069120 | AUTOMATC LOUVRE VENT SYSTEM (2), PUMP RM | E-S-S02-F-BSP-DISIN-SHYPO | [9 empty] | IE000000000010069120 | Sodium Hypochlorite |  |  |  |  | 0000000000 |  |  |  | EN |  |  | INST |  | X |  | 00:00:00 | [11 empty] | 2002 | F02 | 2002 | HVAC | 1821010 | OP02_100 | F02 |  |  | ACTV | 2013-11-13 | HERSEYT2 | 2013-08-22 | CURRENTJ | 2013-11-13 | M | E_HVAC
10000856 | SUMP PUMP, DRY WELL FOR PUMP EAST, 1 | E-S-S02-F-BSP-INFLT | 2-1174-1 | [8 empty] | IE000000000010000856 | BIG SISTER WWTP INFLUENT PROCESS | 14006 |  |  |  | 0000000000 |  |  |  | EN |  | 8443 LAKESHORE | INST |  | X |  | 00:00:00 | [11 empty] | 2002 | F02 | 2002 | PUMP | 1821010 | OP02_100 | F02 |  |  | ACTV | 2013-11-13 | DZIWULS2 | 2012-02-22 | KAMINSKK | 2014-06-18 | M | E_PUMP
10000857 | SUMP PUMP, DRY WELL FOR PUMP WEST, 2 | E-S-S02-F-BSP-INFLT | 2-1174-2 | [8 empty] | IE000000000010000857 | BIG SISTER WWTP INFLUENT PROCESS | 14006 |  |  |  | 0000000000 |  |  |  | EN |  | 8443 LAKESHORE | INST |  | X |  | 00:00:00 | [11 empty] | 2002 | F02 | 2002 | PUMP | 1821010 | OP02_100 | F02 |  |  | ACTV | 2013-11-13 | DZIWULS2 | 2012-02-22 | KAMINSKK | 2014-06-18 | M | E_PUMP
10069146 | SUMP PUMP, DIVERSION CHAMBER | E-S-S02-F-BSP-INFLT | [9 empty] | IE000000000010069146 | BIG SISTER WWTP INFLUENT PROCESS |  |  |  |  | 0000000000 |  |  |  | EN |  |  | INST |  | X |  | 00:00:00 | [11 empty] | 2002 | F02 | 2002 | PUMP | 1821010 | OP02_100 | F02 |  |  | ACTV | 2013-11-13 | HERSEYT2 | 2013-08-27 | CURRENTJ | 2013-11-13 | M | E_PUMP
10069150 | CONTROLLER, SUMP PUMP, SIEMENS | E-S-S02-F-BSP-INFLT | [9 empty] | IE000000000010069150 | BIG SISTER WWTP INFLUENT PROCESS | 14006 |  |  |  | 0000000000 |  |  |  | EN |  | 8443 LAKESHORE | INST |  | X |  | 00:00:00 | [7 empty] | SIEMENS |  |  |  | 2002 | F02 | 2002 | CONTROL | 1821010 | OP02_100 | F02 |  |  | ACTV | 2013-11-13 | HERSEYT2 | 2013-08-27 | KAMINSKK | 2014-06-18 | M | E_CONTROL
10069154 | VALVE, GATE, 16", POST PUMP (2) WEST | E-S-S02-F-BSP-INFLT | [9 empty] | IE000000000010069154 | BIG SISTER WWTP INFLUENT PROCESS | 14006 |  |  |  | 0000000000 |  |  |  | EN |  | 8443 LAKESHORE | INST |  | X |  | 00:00:00 | [11 empty] | 2002 | F02 | 2002 | VALVE | 1821010 | OP02_100 | F02 |  |  | ACTV | 2013-11-13 | HERSEYT2 | 2013-08-27 | KAMINSKK | 2014-06-18 | M | E_VALVE
10069155 | VALVE, GATE, 16", PRE PUMP (2) EAST | E-S-S02-F-BSP-INFLT | [9 empty] | IE000000000010069155 | BIG SISTER WWTP INFLUENT PROCESS | 14006 |  |  |  | 0000000000 |  |  |  | EN |  | 8443 LAKESHORE | INST |  | X |  | 00:00:00 | [11 empty] | 2002 | F02 | 2002 | VALVE | 1821010 | OP02_100 | F02 |  |  | ACTV | 2013-11-13 | HERSEYT2 | 2013-08-27 | KAMINSKK | 2014-06-18 | M | E_VALVE
10069156 | VALVE, GATE, 16", PRE PUMP (2) WEST | E-S-S02-F-BSP-INFLT | [9 empty] | IE000000000010069156 | BIG SISTER WWTP INFLUENT PROCESS | 14006 |  |  |  | 0000000000 |  |  |  | EN |  | 8443 LAKESHORE | INST |  | X |  | 00:00:00 | [11 empty] | 2002 | F02 | 2002 | VALVE | 1821010 | OP02_100 | F02 |  |  | ACTV | 2013-11-13 | HERSEYT2 | 2013-08-27 | KAMINSKK | 2014-06-18 | M | E_VALVE
10069157 | HEAT EXCHANGER, PUMP 1, WEST DRY WELL | E-S-S02-F-BSP-INFLT | [9 empty] | IE000000000010069157 | BIG SISTER WWTP INFLUENT PROCESS | 14006 |  |  |  | 0000000000 |  |  |  | EN |  | 8443 LAKESHORE | INST |  | X |  | 00:00:00 | [7 empty] | SNYDER-GENERAL | UHH0948V |  |  | 2002 | F02 | 2002 | VFD | 1821010 | OP02_100 | F02 |  |  | ACTV | 2013-11-13 | HERSEYT2 | 2013-08-27 | KAMINSKK | 2014-06-18 | M | E_VFD
10069158 | HEAT EXCHANGER, PUMP 2, WEST DRY WELL | E-S-S02-F-BSP-INFLT | [9 empty] | IE000000000010069158 | BIG SISTER WWTP INFLUENT PROCESS | 14006 |  |  |  | 0000000000 |  |  |  | EN |  | 8443 LAKESHORE | INST |  | X |  | 00:00:00 | [7 empty] | SNYDER-GENERAL |  |  |  | 2002 | F02 | 2002 | VFD | 1821010 | OP02_100 | F02 |  |  | ACTV | 2013-11-13 | HERSEYT2 | 2013-08-27 | KAMINSKK | 2014-06-18 | M | E_VFD
10069159 | HEAT EXCHANGER, PUMP 3, EAST DRY WELL | E-S-S02-F-BSP-INFLT | [9 empty] | IE000000000010069159 | BIG SISTER WWTP INFLUENT PROCESS | 14006 |  |  |  | 0000000000 |  |  |  | EN |  | 8443 LAKESHORE | INST |  | X |  | 00:00:00 | [7 empty] | SNYDER-GENERAL |  |  |  | 2002 | F02 | 2002 | VFD | 1821010 | OP02_100 | F02 |  |  | ACTV | 2013-11-13 | HERSEYT2 | 2013-08-27 | KAMINSKK | 2014-06-18 | M | E_VFD
10069160 | HEAT EXCHANGER, PUMP 4, EAST DRY WELL | E-S-S02-F-BSP-INFLT | [9 empty] | IE000000000010069160 | BIG SISTER WWTP INFLUENT PROCESS | 14006 |  |  |  | 0000000000 |  |  |  | EN |  | 8443 LAKESHORE | INST |  | X |  | 00:00:00 | [7 empty] | SNYDER-GENERAL |  |  |  | 2002 | F02 | 2002 | VFD | 1821010 | OP02_100 | F02 |  |  | ACTV | 2013-11-13 | HERSEYT2 | 2013-08-27 | KAMINSKK | 2014-06-18 | M | E_VFD
10004476 | FEEDER, SCREW PUMP | E-S-S02-F-BSP-INFLT-GRITR | SAP000146 | [8 empty] | IE000000000010004476 | Grit removal | 14006 |  |  |  | 0000000000 |  |  |  | EN |  | 8443 LAKESHORE | ASEQ |  | X |  | 00:00:00 | [7 empty] | LINK BELT | GRIT COV 1 |  |  | 2002 | F02 | 2002 | CONVEYOR | 1821010 | OP02_100 | F02 | 10000840 |  | ACTV | 2016-10-07 | DZIWULS2 | 2012-02-22 | CURRENTJ | 2016-10-07 | M | E_CONVEYOR
10072369 | PUMP, GRIT | E-S-S02-F-BSP-INFLT-GRITR | [9 empty] | IE000000000010072369 | Grit removal | 14006 |  |  |  | 0000000000 |  |  |  | EN |  | 8443 LAKESHORE | INST |  | X |  | 00:00:00 | [7 empty] | BLACKMER PUMP | FRA | 1076531 |  | 2002 | F02 | 2002 | PUMP | 1821010 | OP02_100 | F02 |  |  | ACTV | 2016-09-09 | PINTOM | 2016-09-09 | PINTOM | 2016-09-09 | M | E_PUMP
10072370 | MOTOR, GRIT PUMP | E-S-S02-F-BSP-INFLT-GRITR | [9 empty] | IE000000000010072370 | Grit removal | 14006 |  |  |  | 0000000000 |  |  |  | EN |  | 8443 LAKESHORE | ASEQ |  | X |  | 00:00:00 | [7 empty] | MARATHON | 215TTFBA6078 | GT1214 |  | 2002 | F02 | 2002 | MOTOR | 1821010 | OP02_100 | F02 | 10072369 |  | ACTV | 2016-09-09 | PINTOM | 2016-09-09 | PINTOM | 2016-09-09 | M | E_MOTOR
10000814 | PUMP 1, INF | E-S-S02-F-BSP-INFLT-INPMP | 2-1151 | [8 empty] | IE000000000010000814 | Influent Pumps | 14006 |  |  |  | 0000000000 |  |  |  | EN |  | 8443 LAKESHORE | INST |  | X |  | 00:00:00 | [7 empty] | WEMCO | H12K-SS-H4S | 9411765-1 |  | 2002 | F02 | 2002 | PUMP | 1821010 | OP02_100 | F02 |  |  | ACTV | 2013-11-13 | DZIWULS2 | 2012-02-22 | KAMINSKK | 2014-06-18 | M | E_PUMP
10000815 | MOTOR, INFLUENT PUMP 1 | E-S-S02-F-BSP-INFLT-INPMP | 2-1151-M | [8 empty] | IE000000000010000815 | Influent Pumps | 14006 |  |  |  | 0000000000 |  |  |  | EN |  | 8443 LAKESHORE | ASEQ |  | X |  | 00:00:00 | [7 empty] | MARATHON | 444UKDS99CC | 41814170-9/13 |  | 2002 | F02 | 2002 | MOTOR | 1821010 | OP02_100 | F02 | 10000814 |  | ACTV | 2013-11-19 | DZIWULS2 | 2012-02-22 | KAMINSKK | 2014-06-18 | M | E_MOTOR
10000817 | PUMP 2, INF | E-S-S02-F-BSP-INFLT-INPMP | 2-1152 | [8 empty] | IE000000000010000817 | Influent Pumps | 14006 |  |  |  | 0000000000 |  |  |  | EN |  | 8443 LAKESHORE | INST |  | X |  | 00:00:00 | [7 empty] | WEMCO | H12K-SS-H4S | 9411765-2 |  | 2002 | F02 | 2002 | PUMP | 1821010 | OP02_100 | F02 |  |  | ACTV | 2013-11-13 | DZIWULS2 | 2012-02-22 | KAMINSKK | 2014-06-18 | M | E_PUMP
10000818 | MOTOR, INFLUENT PUMP 2 | E-S-S02-F-BSP-INFLT-INPMP | 2-1152-M | [8 empty] | IE000000000010000818 | Influent Pumps | 14006 |  |  |  | 0000000000 |  |  |  | EN |  | 8443 LAKESHORE | ASEQ |  | X |  | 00:00:00 | [7 empty] | MARATHON | 444UKDS99CC | 41814400-9/15 |  | 2002 | F02 | 2002 | MOTOR | 1821010 | OP02_100 | F02 | 10000817 |  | ACTV | 2013-11-19 | DZIWULS2 | 2012-02-22 | KAMINSKK | 2014-06-18 | M | E_MOTOR
10000820 | PUMP 3, INF | E-S-S02-F-BSP-INFLT-INPMP | 2-1153 | [8 empty] | IE000000000010000820 | Influent Pumps | 14006 |  |  |  | 0000000000 |  |  |  | EN |  | 8443 LAKESHORE | INST |  | X |  | 00:00:00 | [7 empty] | WEMCO | H12K-SS-H4S | 9411765-3 |  | 2002 | F02 | 2002 | PUMP | 1821010 | OP02_100 | F02 |  |  | ACTV | 2013-11-13 | DZIWULS2 | 2012-02-22 | KAMINSKK | 2014-06-18 | M | E_PUMP
10000821 | MOTOR, INFLUENT PUMP 3 | E-S-S02-F-BSP-INFLT-INPMP | 2-1153-M | [8 empty] | IE000000000010000821 | Influent Pumps | 14006 |  |  |  | 0000000000 |  |  |  | EN |  | 8443 LAKESHORE | ASEQ |  | X |  | 00:00:00 | [7 empty] | MARATHON | 444UKDS99CC | 41814350-9/14 |  | 2002 | F02 | 2002 | MOTOR | 1821010 | OP02_100 | F02 | 10000820 |  | ACTV | 2013-11-19 | DZIWULS2 | 2012-02-22 | KAMINSKK | 2014-06-18 | M | E_MOTOR
10000822 | PUMP 4, INF | E-S-S02-F-BSP-INFLT-INPMP | 2-1154 | [8 empty] | IE000000000010000822 | Influent Pumps | 14006 |  |  |  | 0000000000 |  |  |  | EN |  | 8443 LAKESHORE | INST |  | X |  | 00:00:00 | [7 empty] | WEMCO | H12K-SS-H4S | 9411765-4 |  | 2002 | F02 | 2002 | PUMP | 1821010 | OP02_100 | F02 |  |  | ACTV | 2013-11-13 | DZIWULS2 | 2012-02-22 | KAMINSKK | 2014-06-18 | M | E_PUMP
10000823 | MOTOR, INFLUENT PUMP 4 | E-S-S02-F-BSP-INFLT-INPMP | 2-1154-M | [8 empty] | IE000000000010000823 | Influent Pumps | 14006 |  |  |  | 0000000000 |  |  |  | EN |  | 8443 LAKESHORE | ASEQ |  | X |  | 00:00:00 | [7 empty] | MARATHON | 444UKDS99CC | 41428520-9/12 |  | 2002 | F02 | 2002 | MOTOR | 1821010 | OP02_100 | F02 | 10000822 |  | ACTV | 2013-11-19 | DZIWULS2 | 2012-02-22 | KAMINSKK | 2014-06-18 | M | E_MOTOR
10000824 | VARIABLE SPEED CONTROL, PUMP 1 | E-S-S02-F-BSP-INFLT-INPMP | 2-1155-1 | [8 empty] | IE000000000010000824 | Influent Pumps | 14006 |  |  |  | 0000000000 |  |  |  | EN |  | 8443 LAKESHORE | ASEQ |  | X |  | 00:00:00 | [7 empty] | SEELEYHYDE | S4VS75MS |  |  | 2002 | F02 | 2002 | VFD | 1821010 | OP02_100 | F02 | 10000814 |  | ACTV | 2013-12-03 | DZIWULS2 | 2012-02-22 | KAMINSKK | 2014-06-18 | M | E_VFD
10000825 | VARIABLE SPEED CONTROL, PUMP 2 | E-S-S02-F-BSP-INFLT-INPMP | 2-1155-2 | [8 empty] | IE000000000010000825 | Influent Pumps | 14006 |  |  |  | 0000000000 |  |  |  | EN |  | 8443 LAKESHORE | ASEQ |  | X |  | 00:00:00 | [7 empty] | SEELEYHYDE | S4VS75MS |  |  | 2002 | F02 | 2002 | VFD | 1821010 | OP02_100 | F02 | 10000817 |  | ACTV | 2013-12-03 | DZIWULS2 | 2012-02-22 | KAMINSKK | 2014-06-18 | M | E_VFD
10000826 | VARIABLE SPEED CONTROL, PUMP 3 | E-S-S02-F-BSP-INFLT-INPMP | 2-1155-3 | [8 empty] | IE000000000010000826 | Influent Pumps | 14006 |  |  |  | 0000000000 |  |  |  | EN |  | 8443 LAKESHORE | ASEQ |  | X |  | 00:00:00 | [7 empty] | SEELEYHYDE | S4VS75MS |  |  | 2002 | F02 | 2002 | VFD | 1821010 | OP02_100 | F02 | 10000820 |  | ACTV | 2013-12-03 | DZIWULS2 | 2012-02-22 | KAMINSKK | 2014-06-18 | M | E_VFD
10000827 | VARIABLE SPEED CONTROL, PUMP 4 | E-S-S02-F-BSP-INFLT-INPMP | 2-1155-4 | [8 empty] | IE000000000010000827 | Influent Pumps | 14006 |  |  |  | 0000000000 |  |  |  | EN |  | 8443 LAKESHORE | ASEQ |  | X |  | 00:00:00 | [7 empty] | SEELEYHYDE | S4VS75MS |  |  | 2002 | F02 | 2002 | VFD | 1821010 | OP02_100 | F02 | 10000822 |  | ACTV | 2013-12-03 | DZIWULS2 | 2012-02-22 | KAMINSKK | 2014-06-18 | M | E_VFD
10000871 | CHECK VALVE, RAW INFLUENT PUMP 1 | E-S-S02-F-BSP-INFLT-INPMP | 2-1182 | [8 empty] | IE000000000010000871 | Influent Pumps | 14006 |  |  |  | 0000000000 |  |  |  | EN |  | 8443 LAKESHORE | ASEQ |  | X |  | 00:00:00 | [11 empty] | 2002 | F02 | 2002 | VALVE | 1821010 | OP02_100 | F02 | 10000814 |  | ACTV | 2013-12-03 | DZIWULS2 | 2012-02-22 | KAMINSKK | 2014-06-18 | M | E_VALVE
10000872 | CHECK VALVE, RAW INFLUENT PUMP 2 | E-S-S02-F-BSP-INFLT-INPMP | 2-1183 | [8 empty] | IE000000000010000872 | Influent Pumps | 14006 |  |  |  | 0000000000 |  |  |  | EN |  | 8443 LAKESHORE | ASEQ |  | X |  | 00:00:00 | [11 empty] | 2002 | F02 | 2002 | VALVE | 1821010 | OP02_100 | F02 | 10000817 |  | ACTV | 2013-12-03 | DZIWULS2 | 2012-02-22 | KAMINSKK | 2014-06-18 | M | E_VALVE
10000873 | CHECK VALVE, RAW INFLUENT PUMP 3 | E-S-S02-F-BSP-INFLT-INPMP | 2-1184 | [8 empty] | IE000000000010000873 | Influent Pumps | 14006 |  |  |  | 0000000000 |  |  |  | EN |  | 8443 LAKESHORE | ASEQ |  | X |  | 00:00:00 | [11 empty] | 2002 | F02 | 2002 | VALVE | 1821010 | OP02_100 | F02 | 10000820 |  | ACTV | 2013-12-03 | DZIWULS2 | 2012-02-22 | KAMINSKK | 2014-06-18 | M | E_VALVE
10000874 | CHECK VALVE, RAW INFLUENT PUMP 4 | E-S-S02-F-BSP-INFLT-INPMP | 2-1185 | [8 empty] | IE000000000010000874 | Influent Pumps | 14006 |  |  |  | 0000000000 |  |  |  | EN |  | 8443 LAKESHORE | ASEQ |  | X |  | 00:00:00 | [11 empty] | 2002 | F02 | 2002 | VALVE | 1821010 | OP02_100 | F02 | 10000822 |  | ACTV | 2013-12-03 | DZIWULS2 | 2012-02-22 | KAMINSKK | 2014-06-18 | M | E_VALVE
10004451 | PANEL, CONTROL, PUMP 1, 2, 3 & 4 | E-S-S02-F-BSP-INFLT-INPMP | SAP000121 | [8 empty] | IE000000000010004451 | Influent Pumps | 14006 |  |  |  | 0000000000 |  |  |  | EN |  | 8443 LAKESHORE | INST |  | X |  | 00:00:00 | [11 empty] | 2002 | F02 | 2002 | CONTROL | 1821010 | OP02_100 | F02 |  |  | ACTV | 2013-11-13 | DZIWULS2 | 2012-02-22 | KAMINSKK | 2014-06-18 | M | E_CONTROL
10004627 | PUMP, SUMP, WEST SIDE | E-S-S02-F-BSP-INFLT-INPMP | SAP000297 | [8 empty] | IE000000000010004627 | Influent Pumps | 14006 |  |  |  | 0000000000 |  |  |  | EN |  | 8443 LAKESHORE | INST |  | X |  | 00:00:00 | [11 empty] | 2002 | F02 | 2002 | PUMP | 1821010 | OP02_100 | F02 |  |  | ACTV | 2013-11-13 | DZIWULS2 | 2012-02-22 | KAMINSKK | 2014-06-18 | M | E_PUMP
10004630 | PUMP, SUMP, EAST SIDE | E-S-S02-F-BSP-INFLT-INPMP | SAP000300 | [8 empty] | IE000000000010004630 | Influent Pumps | 14006 |  |  |  | 0000000000 |  |  |  | EN |  | 8443 LAKESHORE | INST |  | X |  | 00:00:00 | [11 empty] | 2002 | F02 | 2002 | PUMP | 1821010 | OP02_100 | F02 |  |  | ACTV | 2013-11-13 | DZIWULS2 | 2012-02-22 | KAMINSKK | 2014-06-18 | M | E_PUMP
10004663 | VALVE, GATE, 16", POST PUMP (4) EAST | E-S-S02-F-BSP-INFLT-INPMP | SAP000333 | [8 empty] | IE000000000010004663 | Influent Pumps | 14006 |  |  |  | 0000000000 |  |  |  | EN |  | 8443 LAKESHORE | INST |  | X |  | 00:00:00 | [11 empty] | 2002 | F02 | 2002 | VALVE | 1821010 | OP02_100 | F02 |  |  | ACTV | 2013-11-13 | DZIWULS2 | 2012-02-22 | KAMINSKK | 2014-06-18 | M | E_VALVE
10004667 | VALVE, GATE, 16", POST PUMP (4) | E-S-S02-F-BSP-INFLT-INPMP | SAP000337 | [8 empty] | IE000000000010004667 | Influent Pumps | 14006 |  |  |  | 0000000000 |  |  |  | EN |  | 8443 LAKESHORE | INST |  | X |  | 00:00:00 | [11 empty] | 2002 | F02 | 2002 | VALVE | 1821010 | OP02_100 | F02 |  |  | ACTV | 2013-11-13 | DZIWULS2 | 2012-02-22 | KAMINSKK | 2014-06-18 | M | E_VALVE
10004671 | VALVE, GATE, 20", PUMP ISOLATION (5) | E-S-S02-F-BSP-INFLT-INPMP | SAP000341 | [8 empty] | IE000000000010004671 | Influent Pumps | 14006 |  |  |  | 0000000000 |  |  |  | EN |  | 8443 LAKESHORE | INST |  | X |  | 00:00:00 | [7 empty] | DEZURIK | 500-20 8EAT |  |  | 2002 | F02 | 2002 | VALVE | 1821010 | OP02_100 | F02 |  |  | ACTV | 2013-11-13 | DZIWULS2 | 2012-02-22 | KAMINSKK | 2014-06-18 | M | E_VALVE
10001026 | PUMP, FUEL, DIESEL | E-S-S02-F-BSP-OPRTN-FUEL | 2-1407-4-1 | [8 empty] | IE000000000010001026 | FUEL SYSTEM | 14006 |  |  |  | 0000000000 |  |  |  | EN |  | 8443 LAKESHORE | INST |  | X |  | 00:00:00 | [7 empty] | GASBOY | 9153C | 440694 |  | 2002 | F02 | 2002 | PUMP | 1821010 | OP02_100 | F02 |  |  | ACTV | 2013-11-13 | DZIWULS2 | 2012-02-22 | KAMINSKK | 2014-06-18 | M | E_PUMP
10001070 | PUMP, FUEL, GASOLINE | E-S-S02-F-BSP-OPRTN-FUEL | 2-1602-1 | [8 empty] | IE000000000010001070 | FUEL SYSTEM | 14006 |  |  |  | 0000000000 |  |  |  | EN |  | 8443 LAKESHORE | INST |  | X |  | 00:00:00 | [7 empty] | GASBOY | 1820 | 762262E |  | 2002 | F02 | 2002 | PUMP | 1821010 | OP02_100 | F02 |  |  | ACTV | 2013-11-13 | DZIWULS2 | 2012-02-22 | KAMINSKK | 2014-06-18 | M | E_PUMP
10001120 | PUMP, FUEL, 12 VOLT | E-S-S02-F-BSP-OPRTN-FUEL | 2-1849 | [8 empty] | IE000000000010001120 | FUEL SYSTEM | 14006 |  |  |  | 0000000000 |  |  |  | EN |  | 8443 LAKESHORE | INST |  | X |  | 00:00:00 | [7 empty] | GASBOY | 61 | 22601 |  | 2002 | F02 | 2002 | PUMP | 1821010 | OP02_100 | F02 |  |  | ACTV | 2013-11-13 | DZIWULS2 | 2012-02-22 | KAMINSKK | 2014-06-18 | M | E_PUMP
10001048 | PUMP, PLANT SERVICE WATER, EAST, 1 | E-S-S02-F-BSP-OPRTN-PRWTR | 2-1526 | [8 empty] | IE000000000010001048 | Process water | 14006 |  |  |  | 0000000000 |  |  |  | EN |  | 8443 LAKESHORE | INST |  | X |  | 00:00:00 | [7 empty] | FLOWSERVE | 12ELM-3 FPD-B30 | 0402NS003111-3 |  | 2002 | F02 | 2002 | PUMP | 1821010 | OP02_100 | F02 |  |  | ACTV | 2013-11-13 | DZIWULS2 | 2012-02-22 | KAMINSKK | 2014-06-18 | M | E_PUMP
10001049 | MOTOR, PLANT SERVICE WATER PUMP 1 | E-S-S02-F-BSP-OPRTN-PRWTR | 2-1526-M | [8 empty] | IE000000000010001049 | Process water | 14006 |  |  |  | 0000000000 |  |  |  | EN |  | 8443 LAKESHORE | ASEQ |  | X |  | 00:00:00 | [7 empty] | USMOTOR | 286TPA | USEM |  | 2002 | F02 | 2002 | MOTOR | 1821010 | OP02_100 | F02 | 10001048 |  | ACTV | 2016-10-14 | DZIWULS2 | 2012-02-22 | CURRENTJ | 2016-10-14 | M | E_MOTOR
10001050 | PUMP, SERVICE WATER, CENTER, 2 | E-S-S02-F-BSP-OPRTN-PRWTR | 2-1527 | [8 empty] | IE000000000010001050 | Process water | 14006 |  |  |  | 0000000000 |  |  |  | EN |  | 8443 LAKESHORE | INST |  | X |  | 00:00:00 | [7 empty] | FLOWSERVE | 12ELM-3 FPD-B30 | 0402NS003111-1 |  | 2002 | F02 | 2002 | PUMP | 1821010 | OP02_100 | F02 |  |  | ACTV | 2013-11-13 | DZIWULS2 | 2012-02-22 | KAMINSKK | 2014-06-18 | M | E_PUMP
10001051 | MOTOR, PLANT SERVICE WATER PUMP 2 | E-S-S02-F-BSP-OPRTN-PRWTR | 2-1527-M | [8 empty] | IE000000000010001051 | Process water | 14006 |  |  |  | 0000000000 |  |  |  | EN |  | 8443 LAKESHORE | ASEQ |  | X |  | 00:00:00 | [7 empty] | USMOTOR | 286TPA | USEM |  | 2002 | F02 | 2002 | MOTOR | 1821010 | OP02_100 | F02 | 10001050 |  | ACTV | 2016-10-14 | DZIWULS2 | 2012-02-22 | CURRENTJ | 2016-10-14 | M | E_MOTOR
10001052 | PUMP, PLANT SERVICE WATER, WEST, 3 | E-S-S02-F-BSP-OPRTN-PRWTR | 2-1528 | [8 empty] | IE000000000010001052 | Process water | 14006 |  |  |  | 0000000000 |  |  |  | EN |  | 8443 LAKESHORE | INST |  | X |  | 00:00:00 | [7 empty] | FLOWSERVE | 12ELM-3 FPD-B30 | 0402NS003111-1 |  | 2002 | F02 | 2002 | PUMP | 1821010 | OP02_100 | F02 |  |  | ACTV | 2013-11-13 | DZIWULS2 | 2012-02-22 | KAMINSKK | 2014-06-18 | M | E_PUMP
10001053 | MOTOR, PLANT SERVICE WATER PUMP 3 | E-S-S02-F-BSP-OPRTN-PRWTR | 2-1528-M | [8 empty] | IE000000000010001053 | Process water | 14006 |  |  |  | 0000000000 |  |  |  | EN |  | 8443 LAKESHORE | ASEQ |  | X |  | 00:00:00 | [7 empty] | USMOTOR | 286TPA | USEM |  | 2002 | F02 | 2002 | MOTOR | 1821010 | OP02_100 | F02 | 10001052 |  | ACTV | 2016-10-14 | DZIWULS2 | 2012-02-22 | CURRENTJ | 2016-10-14 | M | E_MOTOR
10001054 | PUMP, PLANT SERVICE WATER 4 | E-S-S02-F-BSP-OPRTN-PRWTR | 2-1529 | [8 empty] | IE000000000010001054 | Process water | 14006 |  |  |  | 0000000000 |  |  |  | EN |  | 8443 LAKESHORE | INST |  | X |  | 00:00:00 | [7 empty] | AURORA | 7MKEH |  |  | 2002 | F02 | 2002 | PUMP | 1821010 | OP02_100 | F02 |  |  | ACTV | 2013-11-13 | DZIWULS2 | 2012-02-22 | KAMINSKK | 2014-06-18 | M | E_PUMP
10001055 | MOTOR, PLANT SERVICE WATER PUMP 4 | E-S-S02-F-BSP-OPRTN-PRWTR | 2-1529-M | [8 empty] | IE000000000010001055 | Process water | 14006 |  |  |  | 0000000000 |  |  |  | EN |  | 8443 LAKESHORE | ASEQ |  | X |  | 00:00:00 | [7 empty] | GENERAL ELEC | 5K6228XJ1A | HKJ807305 |  | 2002 | F02 | 2002 | MOTOR | 1821010 | OP02_100 | F02 | 10001054 |  | ACTV | 2016-10-14 | DZIWULS2 | 2012-02-22 | CURRENTJ | 2016-10-14 | M | E_MOTOR
10001056 | PUMP, BOOSTER, PLANT SERVICE WATER AND O | E-S-S02-F-BSP-OPRTN-PRWTR | 2-1530 | [8 empty] | IE000000000010001056 | Process water | 14006 |  |  |  | 0000000000 |  |  |  | EN |  | 8443 LAKESHORE | INST |  | X |  | 00:00:00 | [7 empty] | FLOWAY | 10-JKH | 12376-1-1 |  | 2002 | F02 | 2002 | PUMP | 1821010 | OP02_100 | F02 |  |  | ACTV | 2013-11-13 | DZIWULS2 | 2012-02-22 | KAMINSKK | 2014-06-18 | M | E_PUMP
10001057 | MOTOR, PLANT SERVICE WATER BOOSTER PUMP | E-S-S02-F-BSP-OPRTN-PRWTR | 2-1530-M | [8 empty] | IE000000000010001057 | Process water | 14006 |  |  |  | 0000000000 |  |  |  | EN |  | 8443 LAKESHORE | ASEQ |  | X |  | 00:00:00 | [7 empty] | GENERAL ELEC | 5K364DT600702D | 102916/WJ6395235 |  | 2002 | F02 | 2002 | MOTOR | 1821010 | OP02_100 | F02 | 10001056 |  | ACTV | 2016-10-14 | DZIWULS2 | 2012-02-22 | CURRENTJ | 2016-10-14 | M | E_MOTOR
10001061 | PUMP, ORF SUMP, 1 | E-S-S02-F-BSP-PRMRY-ORF | 2-1534 | [8 empty] | IE000000000010001061 | ORF | 14006 |  |  |  | 0000000000 |  |  |  | EN |  | 8443 LAKESHORE | ASEQ |  | X |  | 00:00:00 | [7 empty] | MEYER | WHR-5-43-DS |  |  | 2002 | F02 | 2002 | PUMP | 1821010 | OP02_100 | F02 | 10000774 |  | ACTV | 2017-09-27 | DZIWULS2 | 2012-02-22 | CURRENTJ | 2017-09-27 | M | E_PUMP
10001063 | PUMP, ORF SUMP, 2 | E-S-S02-F-BSP-PRMRY-ORF | 2-1536 | [8 empty] | IE000000000010001063 | ORF | 14006 |  |  |  | 0000000000 |  |  |  | EN |  | 8443 LAKESHORE | ASEQ |  | X |  | 00:00:00 | [7 empty] | MEYER | WHR-5-43-DS |  |  | 2002 | F02 | 2002 | PUMP | 1821010 | OP02_100 | F02 | 10000774 |  | ACTV | 2017-09-27 | DZIWULS2 | 2012-02-22 | CURRENTJ | 2017-09-27 | M | E_PUMP
10004603 | PUMP, SLUDGE | E-S-S02-F-BSP-PRMRY-ORF | SAP000273 | [8 empty] | IE000000000010004603 | ORF | 14006 |  |  |  | 0000000000 |  |  |  | EN |  | 8443 LAKESHORE | INST |  | X |  | 00:00:00 | [7 empty] | MYERS |  |  |  | 2002 | F02 | 2002 | PUMP | 1821010 | OP02_100 | F02 |  |  | ACTV | 2013-11-13 | DZIWULS2 | 2012-02-22 | KAMINSKK | 2014-06-18 | M | E_PUMP
10004626 | PUMP, SUMP | E-S-S02-F-BSP-SCDRY-BLOWR | SAP000296 | [8 empty] | IE000000000010004626 | Secondary Aeration Blower | 14006 |  |  |  | 0000000000 |  |  |  | EN |  | 8443 LAKESHORE | INST |  | X |  | 00:00:00 | [11 empty] | 2002 | F02 | 2002 | PUMP | 1821010 | OP02_100 | F02 |  |  | ACTV | 2013-11-13 | DZIWULS2 | 2012-02-22 | KAMINSKK | 2014-06-18 | M | E_PUMP
10000929 | PUMP, RETURN ACTIVATED SLUDGE (RAS) 1 (S | E-S-S02-F-BSP-SCDRY-CLRFR | 2-1301 | [8 empty] | IE000000000010000929 | Secondary clarifier | 14006 |  |  |  | 0000000000 |  |  |  | EN |  | 8443 LAKESHORE | INST |  | X |  | 00:00:00 | [7 empty] | HAYWARD | XCS10-C | 284165-1 |  | 2002 | F02 | 2002 | PUMP | 1821010 | OP02_100 | F02 |  |  | ACTV | 2013-11-13 | DZIWULS2 | 2012-02-22 | KAMINSKK | 2014-06-18 | M | E_PUMP
10000930 | MOTOR, 1 RAS PUMP | E-S-S02-F-BSP-SCDRY-CLRFR | 2-1301-M | [8 empty] | IE000000000010000930 | Secondary clarifier | 14006 |  |  |  | 0000000000 |  |  |  | EN |  | 8443 LAKESHORE | ASEQ |  | X |  | 00:00:00 | [7 empty] | USMOTOR | H20V4B-P | D0799089014-001R-01 |  | 2002 | F02 | 2002 | MOTOR | 1821010 | OP02_100 | F02 | 10000929 |  | ACTV | 2013-11-15 | DZIWULS2 | 2012-02-22 | KAMINSKK | 2014-06-18 | M | E_MOTOR
10000931 | PUMP, RETURN ACTIVATED SLUDGE (RAS) 2 (C | E-S-S02-F-BSP-SCDRY-CLRFR | 2-1302 | [8 empty] | IE000000000010000931 | Secondary clarifier | 14006 |  |  |  | 0000000000 |  |  |  | EN |  | 8443 LAKESHORE | INST |  | X |  | 00:00:00 | [7 empty] | HAYWARD | XCS10-C | 277870 |  | 2002 | F02 | 2002 | PUMP | 1821010 | OP02_100 | F02 |  |  | ACTV | 2013-11-13 | DZIWULS2 | 2012-02-22 | KAMINSKK | 2014-06-18 | M | E_PUMP
10000932 | MOTOR, 2 RAS PUMP | E-S-S02-F-BSP-SCDRY-CLRFR | 2-1302-M | [8 empty] | IE000000000010000932 | Secondary clarifier | 14006 |  |  |  | 0000000000 |  |  |  | EN |  | 8443 LAKESHORE | ASEQ |  | X |  | 00:00:00 | [7 empty] | USMOTOR | H20V4B-P | D0799089014-001R-02 |  | 2002 | F02 | 2002 | MOTOR | 1821010 | OP02_100 | F02 | 10000931 |  | ACTV | 2013-11-15 | DZIWULS2 | 2012-02-22 | KAMINSKK | 2014-06-18 | M | E_MOTOR
10000933 | PUMP, RETURN ACTIVATED SLUDGE (RAS) 3 (N | E-S-S02-F-BSP-SCDRY-CLRFR | 2-1303 | [8 empty] | IE000000000010000933 | Secondary clarifier | 14006 |  |  |  | 0000000000 |  |  |  | EN |  | 8443 LAKESHORE | INST |  | X |  | 00:00:00 | [7 empty] | HAYWARD | XCS10-C | 284165-2 |  | 2002 | F02 | 2002 | PUMP | 1821010 | OP02_100 | F02 |  |  | ACTV | 2013-11-13 | DZIWULS2 | 2012-02-22 | KAMINSKK | 2014-06-18 | M | E_PUMP
10000934 | MOTOR, 3 RAS PUMP | E-S-S02-F-BSP-SCDRY-CLRFR | 2-1303-M | [8 empty] | IE000000000010000934 | Secondary clarifier | 14006 |  |  |  | 0000000000 |  |  |  | EN |  | 8443 LAKESHORE | ASEQ |  | X |  | 00:00:00 | [7 empty] | USMOTOR | H20V4B-P | B1197121586-001R-1 |  | 2002 | F02 | 2002 | MOTOR | 1821010 | OP02_100 | F02 | 10000933 |  | ACTV | 2013-11-15 | DZIWULS2 | 2012-02-22 | KAMINSKK | 2014-06-18 | M | E_MOTOR
10001001 | VFD, RAS PUMP 1 | E-S-S02-F-BSP-SCDRY-CLRFR | 2-1345 | [8 empty] | IE000000000010001001 | Secondary clarifier | 14006 |  |  |  | 0000000000 |  |  |  | EN |  | 8443 LAKESHORE | ASEQ |  | X |  | 00:00:00 | [7 empty] | ABB | ACS550 |  |  | 2002 | F02 | 2002 | PUMP | 1821010 | OP02_100 | F02 | 10000929 |  | ACTV | 2014-08-15 | DZIWULS2 | 2012-02-22 | KAMINSKK | 2014-08-15 | M | E_VFD
10001002 | VFD, RAS PUMP 2 | E-S-S02-F-BSP-SCDRY-CLRFR | 2-1346 | [8 empty] | IE000000000010001002 | Secondary clarifier | 14006 |  |  |  | 0000000000 |  |  |  | EN |  | 8443 LAKESHORE | ASEQ |  | X |  | 00:00:00 | [7 empty] | ABB | ACS550 |  |  | 2002 | F02 | 2002 | PUMP | 1821010 | OP02_100 | F02 | 10000931 |  | ACTV | 2014-08-15 | DZIWULS2 | 2012-02-22 | KAMINSKK | 2014-08-15 | M | E_VFD
10001003 | VFD, RAS PUMP 3 | E-S-S02-F-BSP-SCDRY-CLRFR | 2-1347 | [8 empty] | IE000000000010001003 | Secondary clarifier | 14006 |  |  |  | 0000000000 |  |  |  | EN |  | 8443 LAKESHORE | ASEQ |  | X |  | 00:00:00 | [7 empty] | ABB | ACS550 |  |  | 2002 | F02 | 2002 | PUMP | 1821010 | OP02_100 | F02 | 10000933 |  | ACTV | 2014-08-15 | DZIWULS2 | 2012-02-22 | KAMINSKK | 2014-08-15 | M | E_VFD
10000748 | WASTE PUMP, SOLIDS CONTACT CLARIFIER N | E-S-S02-F-BSP-SCDRY-SCLFR | 2-1004-P | [8 empty] | IE000000000010000748 | Solids Contact Clarifier | 14006 |  |  |  | 0000000000 |  |  |  | EN |  | 8443 LAKESHORE | INST |  | X |  | 00:00:00 | [11 empty] | 2002 | F02 | 2002 | PUMP | 1821010 | OP02_100 | F02 |  |  | ACTV | 2016-09-30 | DZIWULS2 | 2012-02-22 | CURRENTJ | 2016-09-30 | M | E_PUMP
10000751 | WASTE PUMP, SOLIDS CONTACT CLARIFIER S | E-S-S02-F-BSP-SCDRY-SCLFR | 2-1005-P | [8 empty] | IE000000000010000751 | Solids Contact Clarifier | 14006 |  |  |  | 0000000000 |  |  |  | EN |  | 8443 LAKESHORE | INST |  | X |  | 00:00:00 | [11 empty] | 2002 | F02 | 2002 | PUMP | 1821010 | OP02_100 | F02 |  |  | ACTV | 2016-09-30 | DZIWULS2 | 2012-02-22 | CURRENTJ | 2016-09-30 | M | E_PUMP
10004428 | MOTOR, SOLIDS CONTACT CLARIFER PUMP | E-S-S02-F-BSP-SCDRY-SCLFR | SAP000098 | [8 empty] | IE000000000010004428 | Solids Contact Clarifier | 14006 |  |  |  | 0000000000 |  |  |  | EN |  | 8443 LAKESHORE | INST |  | X |  | 00:00:00 | [7 empty] | LEESON | C6T17WC30 | CAT # 111948.00 |  | 2002 | F02 | 2002 | MOTOR | 1821010 | OP02_100 | F02 |  |  | ACTV | 2016-09-30 | DZIWULS2 | 2012-02-22 | CURRENTJ | 2016-09-30 | M | E_MOTOR
10004625 | PUMP, SOLIDS CONTACT CLARIFIER 2 | E-S-S02-F-BSP-SCDRY-SCLFR | SAP000295 | [8 empty] | IE000000000010004625 | Solids Contact Clarifier | 14006 |  |  |  | 0000000000 |  |  |  | EN |  | 8443 LAKESHORE | ASEQ |  | X |  | 00:00:00 | [7 empty] | ENVIRODYNE | HBTDW | 6692(A) |  | 2002 | F02 | 2002 | PUMP | 1821010 | OP02_100 | F02 | 10068494 |  | ACTV | 2016-09-30 | DZIWULS2 | 2012-02-22 | CURRENTJ | 2016-09-30 | M | E_PUMP
10069134 | WASTE PUMP, SOLID CONTACT CLARIFIER 1-2 | E-S-S02-F-BSP-SCDRY-SCLFR | [9 empty] | IE000000000010069134 | Solids Contact Clarifier | 14006 |  |  |  | 0000000000 |  |  |  | EN |  | 8443 LAKESHORE | ASEQ |  | X |  | 00:00:00 | [11 empty] | 2002 | F02 | 2002 | PUMP | 1821010 | OP02_100 | F02 | 10068493 |  | ACTV | 2016-09-30 | HERSEYT2 | 2013-08-23 | CURRENTJ | 2016-09-30 | M | E_PUMP
10069135 | WASTE PUMP, SOLID CONTACT CLARIFIER 2-1 | E-S-S02-F-BSP-SCDRY-SCLFR | [9 empty] | IE000000000010069135 | Solids Contact Clarifier | 14006 |  |  |  | 0000000000 |  |  |  | EN |  | 8443 LAKESHORE | ASEQ |  | X |  | 00:00:00 | [11 empty] | 2002 | F02 | 2002 | PUMP | 1821010 | OP02_100 | F02 | 10068494 |  | ACTV | 2016-09-30 | HERSEYT2 | 2013-08-26 | CURRENTJ | 2016-09-30 | M | E_PUMP
10069136 | WASTE PUMP, SOLID CONTACT CLARIFIER 2-2 | E-S-S02-F-BSP-SCDRY-SCLFR | [9 empty] | IE000000000010069136 | Solids Contact Clarifier | 14006 |  |  |  | 0000000000 |  |  |  | EN |  | 8443 LAKESHORE | ASEQ |  | X |  | 00:00:00 | [11 empty] | 2002 | F02 | 2002 | PUMP | 1821010 | OP02_100 | F02 | 10068494 |  | ACTV | 2016-09-30 | HERSEYT2 | 2013-08-26 | CURRENTJ | 2016-09-30 | M | E_PUMP
10000882 | VARI-DRIVE, PISTON PUMP, CARTER, NORTH | E-S-S02-F-BSP-SLUDG | 2-1201-C | [8 empty] | IE000000000010000882 | BIG SISTER WWTP SOLIDS HANDLING | 14006 |  |  |  | 0000000000 |  |  |  | EN |  | 8443 LAKESHORE | INST |  | X |  | 00:00:00 | [7 empty] | ACTECH | M1250B | 4324B03 |  | 2002 | F02 | 2002 | VFD | 1821010 | OP02_100 | F02 |  |  | ACTV | 2013-11-13 | DZIWULS2 | 2012-02-22 | KAMINSKK | 2014-06-18 | M | E_VFD
10000886 | VARI-DRIVE, PISTON PUMP, CARTER, SOUTH | E-S-S02-F-BSP-SLUDG | 2-1202-C | [8 empty] | IE000000000010000886 | BIG SISTER WWTP SOLIDS HANDLING | 14006 |  |  |  | 0000000000 |  |  |  | EN |  | 8443 LAKESHORE | INST |  | X |  | 00:00:00 | [7 empty] | ACTECH | M1250B03 | 4320B03 |  | 2002 | F02 | 2002 | VFD | 1821010 | OP02_100 | F02 |  |  | ACTV | 2013-11-13 | DZIWULS2 | 2012-02-22 | KAMINSKK | 2014-06-18 | M | E_VFD
10000941 | PUMP, FERRIC 1 | E-S-S02-F-BSP-SLUDG | 2-1307 | [8 empty] | IE000000000010000941 | BIG SISTER WWTP SOLIDS HANDLING | 14006 |  |  |  | 0000000000 |  |  |  | EN |  | 8443 LAKESHORE | INST |  | X |  | 00:00:00 | [7 empty] | PULSAFEEDER | 680-H-S-F | 9180138-1 |  | 2002 | F02 | 2002 | PUMP | 1821010 | OP02_100 | F02 |  |  | ACTV | 2013-11-13 | DZIWULS2 | 2012-02-22 | KAMINSKK | 2014-06-18 | M | E_PUMP
10000942 | MOTOR, FERRIC PUMP 1 | E-S-S02-F-BSP-SLUDG | 2-1307-M | [8 empty] | IE000000000010000942 | BIG SISTER WWTP SOLIDS HANDLING | 14006 |  |  |  | 0000000000 |  |  |  | EN |  | 8443 LAKESHORE | ASEQ |  | X |  | 00:00:00 | [7 empty] | BALDOR | 3538 | 34A61-872 N-12-94 |  | 2002 | F02 | 2002 | MOTOR | 1821010 | OP02_100 | F02 | 10000941 |  | ACTV | 2013-11-15 | DZIWULS2 | 2012-02-22 | KAMINSKK | 2014-06-18 | M | E_MOTOR
10000943 | PUMP, FERRIC 2 | E-S-S02-F-BSP-SLUDG | 2-1308 | [8 empty] | IE000000000010000943 | BIG SISTER WWTP SOLIDS HANDLING | 14006 |  |  |  | 0000000000 |  |  |  | EN |  | 8443 LAKESHORE | INST |  | X |  | 00:00:00 | [7 empty] | PULSAFEEDER | 680-H-S-F | 9108138-1 |  | 2002 | F02 | 2002 | PUMP | 1821010 | OP02_100 | F02 |  |  | ACTV | 2013-11-13 | DZIWULS2 | 2012-02-22 | KAMINSKK | 2014-06-18 | M | E_PUMP
10000944 | MOTOR, FERRIC PUMP 2 | E-S-S02-F-BSP-SLUDG | 2-1308-M | [8 empty] | IE000000000010000944 | BIG SISTER WWTP SOLIDS HANDLING | 14006 |  |  |  | 0000000000 |  |  |  | EN |  | 8443 LAKESHORE | ASEQ |  | X |  | 00:00:00 | [7 empty] | BALDOR | 3538 | 34A61-872 W-8-90 |  | 2002 | F02 | 2002 | MOTOR | 1821010 | OP02_100 | F02 | 10000943 |  | ACTV | 2013-11-15 | DZIWULS2 | 2012-02-22 | KAMINSKK | 2014-06-18 | M | E_MOTOR
10000945 | PUMP, FERRIC 3 | E-S-S02-F-BSP-SLUDG | 2-1309 | [8 empty] | IE000000000010000945 | BIG SISTER WWTP SOLIDS HANDLING | 14006 |  |  |  | 0000000000 |  |  |  | EN |  | 8443 LAKESHORE | INST |  | X |  | 00:00:00 | [7 empty] | PULSAFEEDER | 880-S-E | 9567876-1 |  | 2002 | F02 | 2002 | PUMP | 1821010 | OP02_100 | F02 |  |  | ACTV | 2013-11-13 | DZIWULS2 | 2012-02-22 | KAMINSKK | 2014-06-18 | M | E_PUMP
10000946 | MOTOR, FERRIC PUMP 3 | E-S-S02-F-BSP-SLUDG | 2-1309-M | [8 empty] | IE000000000010000946 | BIG SISTER WWTP SOLIDS HANDLING | 14006 |  |  |  | 0000000000 |  |  |  | EN |  | 8443 LAKESHORE | ASEQ |  | X |  | 00:00:00 | [7 empty] | BALDOR | 3538 | 34A61-872 W-5-91 |  | 2002 | F02 | 2002 | MOTOR | 1821010 | OP02_100 | F02 | 10000945 |  | ACTV | 2013-11-15 | DZIWULS2 | 2012-02-22 | KAMINSKK | 2014-06-18 | M | E_MOTOR
10000977 | PUMP, ACID | E-S-S02-F-BSP-SLUDG | 2-1325 | [8 empty] | IE000000000010000977 | BIG SISTER WWTP SOLIDS HANDLING | 14006 |  |  |  | 0000000000 |  |  |  | EN |  | 8443 LAKESHORE | INST |  | X |  | 00:00:00 | [11 empty] | 2002 | F02 | 2002 | PUMP | 1821010 | OP02_100 | F02 |  |  | ACTV | 2013-11-13 | DZIWULS2 | 2012-02-22 | KAMINSKK | 2014-06-18 | M | E_PUMP
10000996 | SUMP PUMP, SOLIDS BASEMENT 1 | E-S-S02-F-BSP-SLUDG | 2-1338 | [8 empty] | IE000000000010000996 | BIG SISTER WWTP SOLIDS HANDLING | 14006 |  |  |  | 0000000000 |  |  |  | EN |  | 8443 LAKESHORE | INST |  | X |  | 00:00:00 | [11 empty] | 2002 | F02 | 2002 | PUMP | 1821010 | OP02_100 | F02 |  |  | ACTV | 2013-11-13 | DZIWULS2 | 2012-02-22 | KAMINSKK | 2014-06-18 | M | E_PUMP
10000997 | SUMP PUMP, SOLIDS BASEMENT 2 | E-S-S02-F-BSP-SLUDG | 2-1339 | [8 empty] | IE000000000010000997 | BIG SISTER WWTP SOLIDS HANDLING | 14006 |  |  |  | 0000000000 |  |  |  | EN |  | 8443 LAKESHORE | INST |  | X |  | 00:00:00 | [11 empty] | 2002 | F02 | 2002 | PUMP | 1821010 | OP02_100 | F02 |  |  | ACTV | 2013-11-13 | DZIWULS2 | 2012-02-22 | KAMINSKK | 2014-06-18 | M | E_PUMP
10000998 | PUMP, CHEM 1, NORTH | E-S-S02-F-BSP-SLUDG | 2-1340 | [8 empty] | IE000000000010000998 | BIG SISTER WWTP SOLIDS HANDLING | 14006 |  |  |  | 0000000000 |  |  |  | EN |  | 8443 LAKESHORE | INST |  | X |  | 00:00:00 | [11 empty] | 2002 | F02 | 2002 | PUMP | 1821010 | OP02_100 | F02 |  |  | ACTV | 2013-11-13 | DZIWULS2 | 2012-02-22 | KAMINSKK | 2014-06-18 | M | E_PUMP
10001006 | PUMP, SUMP, NEW SOLIDS BLDG., 110 VOLT | E-S-S02-F-BSP-SLUDG | 2-1354 | [8 empty] | IE000000000010001006 | BIG SISTER WWTP SOLIDS HANDLING | 14006 |  |  |  | 0000000000 |  |  |  | EN |  | 8443 LAKESHORE | INST |  | X |  | 00:00:00 | [8 empty] | LE71A2 |  |  | 2002 | F02 | 2002 | PUMP | 1821010 | OP02_100 | F02 |  |  | ACTV | 2013-11-13 | DZIWULS2 | 2012-02-22 | KAMINSKK | 2014-06-18 | M | E_PUMP
10004554 | MOTOR, SLUDGE RETURN PUMP 3 | E-S-S02-F-BSP-SLUDG | SAP000224 | [8 empty] | IE000000000010004554 | BIG SISTER WWTP SOLIDS HANDLING | 14006 |  |  |  | 0000000000 |  |  |  | EN |  | 8443 LAKESHORE | ASEQ |  | X |  | 00:00:00 | [7 empty] | US ELECTRIC |  |  |  | 2002 | F02 | 2002 | MOTOR | 1821010 | OP02_100 | F02 | 10004605 |  | ACTV | 2013-11-15 | DZIWULS2 | 2012-02-22 | KAMINSKK | 2014-06-18 | M | E_MOTOR
10004559 | MOTOR, WASTE ACT SLUDGE, PUMP 3 | E-S-S02-F-BSP-SLUDG | SAP000229 | [8 empty] | IE000000000010004559 | BIG SISTER WWTP SOLIDS HANDLING | 14006 |  |  |  | 0000000000 |  |  |  | EN |  | 8443 LAKESHORE | ASEQ |  | X |  | 00:00:00 | [7 empty] | WESTINGHOUSE |  |  |  | 2002 | F02 | 2002 | PUMP | 1821010 | OP02_100 | F02 | 10004608 |  | ACTV | 2017-03-29 | DZIWULS2 | 2012-02-22 | KAMINSKK | 2017-03-29 | M | E_MOTOR
10004567 | MOTOR, WASTE ACT SLUDGE, PUMP 2 | E-S-S02-F-BSP-SLUDG | SAP000237 | [8 empty] | IE000000000010004567 | BIG SISTER WWTP SOLIDS HANDLING | 14006 |  |  |  | 0000000000 |  |  |  | EN |  | 8443 LAKESHORE | ASEQ |  | X |  | 00:00:00 | [7 empty] | TECO |  | GEH146420020 |  | 2002 | F02 | 2002 | PUMP | 1821010 | OP02_100 | F02 | 10004607 |  | ACTV | 2017-03-29 | DZIWULS2 | 2012-02-22 | KAMINSKK | 2017-03-29 | M | E_MOTOR
10004570 | MOTOR, WASTE ACT SLUDGE, PUMP 1 | E-S-S02-F-BSP-SLUDG | SAP000240 | [8 empty] | IE000000000010004570 | BIG SISTER WWTP SOLIDS HANDLING | 14006 |  |  |  | 0000000000 |  |  |  | EN |  | 8443 LAKESHORE | ASEQ |  | X |  | 00:00:00 | [7 empty] | BALDOR0P |  |  |  | 2002 | F02 | 2002 | PUMP | 1821010 | OP02_100 | F02 | 10004606 |  | ACTV | 2017-03-29 | DZIWULS2 | 2012-02-22 | KAMINSKK | 2017-03-29 | M | E_MOTOR
10004584 | MOTOR, HCL PUMP | E-S-S02-F-BSP-SLUDG | SAP000254 | [8 empty] | IE000000000010004584 | BIG SISTER WWTP SOLIDS HANDLING | 14006 |  |  |  | 0000000000 |  |  |  | EN |  | 8443 LAKESHORE | INST |  | X |  | 00:00:00 | [11 empty] | 2002 | F02 | 2002 | MOTOR | 1821010 | OP02_100 | F02 |  |  | ACTV | 2013-11-13 | DZIWULS2 | 2012-02-22 | KAMINSKK | 2014-06-18 | M | E_MOTOR
10004587 | MOTOR, SLUDGE RETURN PUMP 1 | E-S-S02-F-BSP-SLUDG | SAP000257 | [8 empty] | IE000000000010004587 | BIG SISTER WWTP SOLIDS HANDLING | 14006 |  |  |  | 0000000000 |  |  |  | EN |  | 8443 LAKESHORE | ASEQ |  | X |  | 00:00:00 | [7 empty] | US ELECTRIC |  |  |  | 2002 | F02 | 2002 | PUMP | 1821010 | OP02_100 | F02 | 10004612 |  | ACTV | 2017-03-29 | DZIWULS2 | 2012-02-22 | KAMINSKK | 2017-03-29 | M | E_MOTOR
10004595 | PUMP, SUMP, WEST | E-S-S02-F-BSP-SLUDG | SAP000265 | [8 empty] | IE000000000010004595 | BIG SISTER WWTP SOLIDS HANDLING | 14006 |  |  |  | 0000000000 |  |  |  | EN |  | 8443 LAKESHORE | INST |  | X |  | 00:00:00 | [11 empty] | 2002 | F02 | 2002 | PUMP | 1821010 | OP02_100 | F02 |  |  | ACTV | 2013-11-13 | DZIWULS2 | 2012-02-22 | KAMINSKK | 2014-06-18 | M | E_PUMP
10004605 | PUMP 3, RETURN ACTIVATED SLUDGE | E-S-S02-F-BSP-SLUDG | SAP000275 | [8 empty] | IE000000000010004605 | BIG SISTER WWTP SOLIDS HANDLING | 14006 |  |  |  | 0000000000 |  |  |  | EN |  | 8443 LAKESHORE | INST |  | X |  | 00:00:00 | [7 empty] | HAYWARD GORDON | XCS10-C | 284165-1 |  | 2002 | F02 | 2002 | PUMP | 1821010 | OP02_100 | F02 |  |  | ACTV | 2013-11-13 | DZIWULS2 | 2012-02-22 | KAMINSKK | 2014-06-18 | M | E_PUMP
10004606 | PUMP 1, WASTE ACTIVATED SLUDGE | E-S-S02-F-BSP-SLUDG | SAP000276 | [8 empty] | IE000000000010004606 | BIG SISTER WWTP SOLIDS HANDLING | 14006 |  |  |  | 0000000000 |  |  |  | EN |  | 8443 LAKESHORE | INST |  | X |  | 00:00:00 | [7 empty] | AW CHESTERTON |  | 1523 |  | 2002 | F02 | 2002 | PUMP | 1821010 | OP02_100 | F02 |  |  | ACTV | 2013-11-13 | DZIWULS2 | 2012-02-22 | KAMINSKK | 2014-06-18 | M | E_PUMP
10004607 | PUMP 2, WASTE ACTIVATED SLUDGE | E-S-S02-F-BSP-SLUDG | SAP000277 | [8 empty] | IE000000000010004607 | BIG SISTER WWTP SOLIDS HANDLING | 14006 |  |  |  | 0000000000 |  |  |  | EN |  | 8443 LAKESHORE | INST |  | X |  | 00:00:00 | [7 empty] | BLACKMER | FRA | 761678 A |  | 2002 | F02 | 2002 | PUMP | 1821010 | OP02_100 | F02 |  |  | ACTV | 2013-11-13 | DZIWULS2 | 2012-02-22 | KAMINSKK | 2014-06-18 | M | E_PUMP
10004608 | PUMP 3, WASTE ACTIVATED SLUDGE | E-S-S02-F-BSP-SLUDG | SAP000278 | [8 empty] | IE000000000010004608 | BIG SISTER WWTP SOLIDS HANDLING | 14006 |  |  |  | 0000000000 |  |  |  | EN |  | 8443 LAKESHORE | INST |  | X |  | 00:00:00 | [7 empty] | AW CHESTERTON |  | 8257A |  | 2002 | F02 | 2002 | PUMP | 1821010 | OP02_100 | F02 |  |  | ACTV | 2013-11-13 | DZIWULS2 | 2012-02-22 | KAMINSKK | 2014-06-18 | M | E_PUMP
10004609 | PUMP 1, CHEMICAL, FERRIC CHLORIDE | E-S-S02-F-BSP-SLUDG | SAP000279 | [8 empty] | IE000000000010004609 | BIG SISTER WWTP SOLIDS HANDLING | 14006 |  |  |  | 0000000000 |  |  |  | EN |  | 8443 LAKESHORE | INST |  | X |  | 00:00:00 | [7 empty] | PULSAFEEDER | 68OH-S-E | 91068138-2 |  | 2002 | F02 | 2002 | PUMP | 1821010 | OP02_100 | F02 |  |  | ACTV | 2013-11-13 | DZIWULS2 | 2012-02-22 | KAMINSKK | 2014-06-18 | M | E_PUMP
10004611 | PUMP 3, CHEMICAL, FERRIC CHLORIDE | E-S-S02-F-BSP-SLUDG | SAP000281 | [8 empty] | IE000000000010004611 | BIG SISTER WWTP SOLIDS HANDLING | 14006 |  |  |  | 0000000000 |  |  |  | EN |  | 8443 LAKESHORE | INST |  | X |  | 00:00:00 | [7 empty] | PULSAFEEDER | 68OH-S-E |  |  | 2002 | F02 | 2002 | PUMP | 1821010 | OP02_100 | F02 |  |  | ACTV | 2013-11-13 | DZIWULS2 | 2012-02-22 | KAMINSKK | 2014-06-18 | M | E_PUMP
10004612 | PUMP 1, RETURN ACTIVATED SLUDGE | E-S-S02-F-BSP-SLUDG | SAP000282 | [8 empty] | IE000000000010004612 | BIG SISTER WWTP SOLIDS HANDLING | 14006 |  |  |  | 0000000000 |  |  |  | EN |  | 8443 LAKESHORE | INST |  | X |  | 00:00:00 | [7 empty] | HAYWARD GORDON | XCS10-C | 284165-2 |  | 2002 | F02 | 2002 | PUMP | 1821010 | OP02_100 | F02 |  |  | ACTV | 2013-11-13 | DZIWULS2 | 2012-02-22 | KAMINSKK | 2014-06-18 | M | E_PUMP
10004613 | PUMP, SUMP, EAST | E-S-S02-F-BSP-SLUDG | SAP000283 | [8 empty] | IE000000000010004613 | BIG SISTER WWTP SOLIDS HANDLING | 14006 |  |  |  | 0000000000 |  |  |  | EN |  | 8443 LAKESHORE | INST |  | X |  | 00:00:00 | [11 empty] | 2002 | F02 | 2002 | PUMP | 1821010 | OP02_100 | F02 |  |  | ACTV | 2013-11-13 | DZIWULS2 | 2012-02-22 | KAMINSKK | 2014-06-18 | M | E_PUMP
10004617 | PUMP 2, CHEMICAL, FERRIC CHLORIDE | E-S-S02-F-BSP-SLUDG | SAP000287 | [8 empty] | IE000000000010004617 | BIG SISTER WWTP SOLIDS HANDLING | 14006 |  |  |  | 0000000000 |  |  |  | EN |  | 8443 LAKESHORE | INST |  | X |  | 00:00:00 | [7 empty] | PULSAFEEDER | 68OH-S-E | 9108138-1 |  | 2002 | F02 | 2002 | PUMP | 1821010 | OP02_100 | F02 |  |  | ACTV | 2013-11-13 | DZIWULS2 | 2012-02-22 | KAMINSKK | 2014-06-18 | M | E_PUMP
10069093 | PUMP, CHEM 2, NORTH C.C.C., VAULT | E-S-S02-F-BSP-SLUDG | [9 empty] | IE000000000010069093 | BIG SISTER WWTP SOLIDS HANDLING |  |  |  |  | 0000000000 |  |  |  | EN |  |  | INST |  | X |  | 00:00:00 | [7 empty] | CHESTERTON |  |  |  | 2002 | F02 | 2002 | PUMP | 1821010 | OP02_100 | F02 |  |  | ACTV | 2013-11-13 | HERSEYT2 | 2013-08-21 | CURRENTJ | 2013-11-13 | M | E_PUMP
10069094 | PUMP, CHEM 1, SOUTH C.C.C., VAULT | E-S-S02-F-BSP-SLUDG | [9 empty] | IE000000000010069094 | BIG SISTER WWTP SOLIDS HANDLING |  |  |  |  | 0000000000 |  |  |  | EN |  |  | INST |  | X |  | 00:00:00 | [7 empty] | CHESTERTON |  |  |  | 2002 | F02 | 2002 | PUMP | 1821010 | OP02_100 | F02 |  |  | ACTV | 2013-11-13 | HERSEYT2 | 2013-08-21 | CURRENTJ | 2013-11-13 | M | E_PUMP
10069095 | PUMP, CHEM 2, SOUTH C.C.C., VAULT | E-S-S02-F-BSP-SLUDG | [9 empty] | IE000000000010069095 | BIG SISTER WWTP SOLIDS HANDLING |  |  |  |  | 0000000000 |  |  |  | EN |  |  | INST |  | X |  | 00:00:00 | [7 empty] | CHESTERTON |  |  |  | 2002 | F02 | 2002 | PUMP | 1821010 | OP02_100 | F02 |  |  | ACTV | 2013-11-13 | HERSEYT2 | 2013-08-21 | CURRENTJ | 2013-11-13 | M | E_PUMP
10069101 | CONTROL PANEL PP1, FOR NEW SUMP PUMP | E-S-S02-F-BSP-SLUDG | [9 empty] | IE000000000010069101 | BIG SISTER WWTP SOLIDS HANDLING |  |  |  |  | 0000000000 |  |  |  | EN |  |  | INST |  | X |  | 00:00:00 | [11 empty] | 2002 | F02 | 2002 | CONTROL | 1821010 | OP02_100 | F02 |  |  | ACTV | 2013-11-13 | HERSEYT2 | 2013-08-21 | CURRENTJ | 2013-11-13 | M | E_CONTROL
10069102 | CONTROL PANEL, USEMCO FOR NEW SUMP PUMP | E-S-S02-F-BSP-SLUDG | [9 empty] | IE000000000010069102 | BIG SISTER WWTP SOLIDS HANDLING |  |  |  |  | 0000000000 |  |  |  | EN |  |  | INST |  | X |  | 00:00:00 | [11 empty] | 2002 | F02 | 2002 | CONTROL | 1821010 | OP02_100 | F02 |  |  | ACTV | 2013-11-13 | HERSEYT2 | 2013-08-21 | CURRENTJ | 2013-11-13 | M | E_CONTROL
10069206 | MOTOR, PUMP, POLYMER SYSTEM | E-S-S02-F-BSP-SLUDG | [9 empty] | IE000000000010069206 | BIG SISTER WWTP SOLIDS HANDLING |  |  |  |  | 0000000000 |  |  |  | EN |  |  | ASEQ |  | X |  | 00:00:00 | [7 empty] | BALDOR-RELIANCE | 346151X609 |  |  | 2002 | F02 | 2002 | MOTOR | 1821010 | OP02_100 | F02 | 10069204 |  | ACTV | 2013-11-13 | ZYNDAK | 2013-09-16 | CURRENTJ | 2013-11-13 | M | E_MOTOR
10069207 | PUMP, METERING, POLYMER FEED SYSTEM | E-S-S02-F-BSP-SLUDG |  |  |  | K7WTSK | [5 empty] | IE000000000010069207 | BIG SISTER WWTP SOLIDS HANDLING |  |  |  |  | 0000000000 |  |  |  | EN |  |  | ASEQ |  | X |  | 00:00:00 | [7 empty] | PULSATRON | LVH7M1-WTSK-382 | 11/12.417318 |  | 2002 | F02 | 2002 | PUMP | 1821010 | OP02_100 | F02 | 10069204 |  | ACTV | 2013-11-13 | ZYNDAK | 2013-09-16 | CURRENTJ | 2013-11-13 | M | E_PUMP
10071941 | PUMP 2, RETURN ACTIVATED SLUDGE | E-S-S02-F-BSP-SLUDG | [9 empty] | IE000000000010071941 | BIG SISTER WWTP SOLIDS HANDLING | 14006 |  |  |  | 0000000000 |  |  |  | EN |  | 8443 LAKESHORE | INST |  | X |  | 00:00:00 | [7 empty] | HAYWARD GORDON | XCS10-C | HG3223498 |  | 2002 | F02 | 2002 | PUMP | 1821010 | OP02_100 | F02 |  |  | ACTV | 2016-05-11 | PINTOM | 2016-04-01 | CURRENTJ | 2016-05-11 | M | E_PUMP
10081567 | PUMP, SPARE, POLYFEEDER SYSTEM | E-S-S02-F-BSP-SLUDG | [9 empty] | IE000000000010081567 | BIG SISTER WWTP SOLIDS HANDLING |  |  |  |  | 0000000000 |  |  |  | EN |  |  | ASEQ |  | X |  | 00:00:00 |  |  | USD |  |  |  |  | PULSATRON | LVH7M1-WTSK-382 | 1172379 |  | 2002 | F02 | 2002 | PUMP | 1821010 | OP02_100 | F02 | 10069204 |  | ACTV | 2022-04-29 | PINTOM | 2022-04-29 |  |  | M | E_PUMP
10004610 | PUMP, DEODORIZER | E-S-S02-F-BSP-SLUDG-BLOWR | SAP000280 | [8 empty] | IE000000000010004610 | Sludge Aeration Blower | 14006 |  |  |  | 0000000000 |  |  |  | EN |  | 8443 LAKESHORE | INST |  | X |  | 00:00:00 | [7 empty] | MILTON ROY | AA151-392S1 | 06052183495-5 |  | 2002 | F02 | 2002 | PUMP | 1821010 | OP02_100 | F02 |  |  | ACTV | 2013-11-13 | DZIWULS2 | 2012-02-22 | KAMINSKK | 2014-06-18 | M | E_PUMP
10000881 | PUMP, PISTON, SLUDGE, CARTER, #1 NORTH | E-S-S02-F-BSP-SLUDG-DGSTR | 2-1201 | [8 empty] | IE000000000010000881 | Digester | 14006 |  |  |  | 0000000000 |  |  |  | EN |  | 8443 LAKESHORE | INST |  | X |  | 00:00:00 | [7 empty] | CARTER | 795 DUPLEX | 101578 |  | 2002 | F02 | 2002 | PUMP | 1821010 | OP02_100 | F02 |  |  | ACTV | 2013-11-13 | DZIWULS2 | 2012-02-22 | CURRENTJ | 2015-10-16 | M | E_PUMP
10000883 | MOTOR, PISTON PUMP DRIVE, CARTER, NORTH | E-S-S02-F-BSP-SLUDG-DGSTR | 2-1201-M | [8 empty] | IE000000000010000883 | Digester | 14006 |  |  |  | 0000000000 |  |  |  | EN |  | 8443 LAKESHORE | INST |  | X |  | 00:00:00 | [7 empty] | LEESON | 8VM184TTFS6334ANL | 171322.00 |  | 2002 | F02 | 2002 | MOTOR | 1821010 | OP02_100 | F02 |  |  | ACTV | 2013-11-13 | DZIWULS2 | 2012-02-22 | KAMINSKK | 2014-06-18 | M | E_MOTOR
10000885 | PUMP, PISTON, SLUDGE, CARTER, #2 SOUTH | E-S-S02-F-BSP-SLUDG-DGSTR | 2-1202 | [8 empty] | IE000000000010000885 | Digester | 14006 |  |  |  | 0000000000 |  |  |  | EN |  | 8443 LAKESHORE | INST |  | X |  | 00:00:00 | [7 empty] | CARTER | 795 DUPLEX | 101579 |  | 2002 | F02 | 2002 | PUMP | 1821010 | OP02_100 | F02 |  |  | ACTV | 2013-11-13 | DZIWULS2 | 2012-02-22 | CURRENTJ | 2015-10-16 | M | E_PUMP
10000887 | MOTOR, PISTON PUMP DRIVE, CARTER, SOUTH | E-S-S02-F-BSP-SLUDG-DGSTR | 2-1202-M | [8 empty] | IE000000000010000887 | Digester | 14006 |  |  |  | 0000000000 |  |  |  | EN |  | 8443 LAKESHORE | INST |  | X |  | 00:00:00 | [7 empty] | TOSHIBA | 0054FTSA21A-P | S45079301 |  | 2002 | F02 | 2002 | MOTOR | 1821010 | OP02_100 | F02 |  |  | ACTV | 2013-11-13 | DZIWULS2 | 2012-02-22 | KAMINSKK | 2014-06-18 | M | E_MOTOR
10004601 | PUMP, SUMP | E-S-S02-F-BSP-SLUDG-DGSTR | SAP000271 | [8 empty] | IE000000000010004601 | Digester | 14006 |  |  |  | 0000000000 |  |  |  | EN |  | 8443 LAKESHORE | INST |  | X |  | 00:00:00 | [11 empty] | 2002 | F02 | 2002 | PUMP | 1821010 | OP02_100 | F02 |  |  | ACTV | 2013-11-13 | DZIWULS2 | 2012-02-22 | KAMINSKK | 2014-06-18 | M | E_PUMP
10004602 | PUMP 3, DIGESTOR RETURN | E-S-S02-F-BSP-SLUDG-DGSTR | SAP000272 | [8 empty] | IE000000000010004602 | Digester | 14006 |  |  |  | 0000000000 |  |  |  | EN |  | 8443 LAKESHORE | INST |  | X |  | 00:00:00 | [7 empty] | CARTER | 795 DUPLEX | 101679 |  | 2002 | F02 | 2002 | PUMP | 1821010 | OP02_100 | F02 |  |  | ACTV | 2013-11-13 | DZIWULS2 | 2012-02-22 | KAMINSKK | 2014-06-18 | M | E_PUMP
10004615 | PUMP 1, DIGESTOR RETURN | E-S-S02-F-BSP-SLUDG-DGSTR | SAP000285 | [8 empty] | IE000000000010004615 | Digester | 14006 |  |  |  | 0000000000 |  |  |  | EN |  | 8443 LAKESHORE | INST |  | X |  | 00:00:00 | [7 empty] | FAIRBANKS MORSE | K2H1000 | 5442BK |  | 2002 | F02 | 2002 | PUMP | 1821010 | OP02_100 | F02 |  |  | ACTV | 2013-11-13 | DZIWULS2 | 2012-02-22 | KAMINSKK | 2014-06-18 | M | E_PUMP
10004616 | PUMP 2, DIGESTOR RETURN | E-S-S02-F-BSP-SLUDG-DGSTR | SAP000286 | [8 empty] | IE000000000010004616 | Digester | 14006 |  |  |  | 0000000000 |  |  |  | EN |  | 8443 LAKESHORE | INST |  | X |  | 00:00:00 | [7 empty] | CARTER |  |  |  | 2002 | F02 | 2002 | PUMP | 1821010 | OP02_100 | F02 |  |  | ACTV | 2013-11-13 | DZIWULS2 | 2012-02-22 | KAMINSKK | 2014-06-18 | M | E_PUMP
10069113 | VFD, FOR PERISTALTIC HOSE PUMP, PRESS RM | E-S-S02-F-BSP-SLUDG-FLPRS | [9 empty] | IE000000000010069113 | Filter press | 14006 |  |  |  | 0000000000 |  |  |  | EN |  | 8443 LAKESHORE | ASEQ |  | X |  | 00:00:00 | [7 empty] | ABB |  |  |  | 2002 | F02 | 2002 | CONTROL | 1821010 | OP02_100 | F02 | 10000984 |  | ACTV | 2017-03-30 | HERSEYT2 | 2013-08-22 | CURRENTJ | 2017-03-30 | M | E_CONTROL
10080225 | PUMP, FILTER PRESS FEED, ABEL | E-S-S02-F-BSP-SLUDG-FLPRS | [9 empty] | IE000000000010080225 | Filter press | 14006 |  |  |  | 0000000000 |  |  |  | EN |  | 8443 LAKESHORE | INST |  | X |  | 00:00:00 |  |  | USD |  |  |  |  | ABEL | HMD-G-32-0250 | 7862 |  | 2002 | F02 | 2002 | PUMP | 1821010 | OP02_100 | F02 |  |  | ACTV | 2019-12-03 | PINTOM | 2019-12-03 | PINTOM | 2019-12-03 | M | E_PUMP
10000979 | PUMP, RECIRC 1, FT PRESSURIZATION | E-S-S02-F-BSP-SLUDG-THKNR | 2-1327 | [8 empty] | IE000000000010000979 | Thickener | 14006 |  |  |  | 0000000000 |  |  |  | EN |  | 8443 LAKESHORE | ASEQ |  | X |  | 00:00:00 |  |  | USD |  |  |  |  | BLACKMER | FRA 2X3-13 | 1027088 |  | 2002 | F02 | 2002 | TANK | 1821010 | OP02_100 | F02 | 10000955 |  | ACTV | 2014-10-21 | DZIWULS2 | 2012-02-22 | KAMINSKK | 2014-10-27 | M | E_PUMP
10000980 | PUMP, RECIRC 2, FT PRESSURIZATION | E-S-S02-F-BSP-SLUDG-THKNR | 2-1328 | [8 empty] | IE000000000010000980 | Thickener | 14006 |  |  |  | 0000000000 |  |  |  | EN |  | 8443 LAKESHORE | ASEQ |  | X |  | 00:00:00 | [7 empty] | DURCO | 1K3X2-62/57RV | 414686CE |  | 2002 | F02 | 2002 | TANK | 1821010 | OP02_100 | F02 | 10000956 |  | ACTV | 2014-10-21 | DZIWULS2 | 2012-02-22 | KAMINSKK | 2014-10-21 | M | E_PUMP
10004461 | PANEL, CONTROL, LIME SLURRY PUMP | E-S-S02-F-BSP-SLUDG-THKNR | SAP000131 | [8 empty] | IE000000000010004461 | Thickener | 14006 |  |  |  | 0000000000 |  |  |  | EN |  | 8443 LAKESHORE | INST |  | X |  | 00:00:00 | [11 empty] | 2002 | F02 | 2002 | CONTROL | 1821010 | OP02_100 | F02 |  |  | ACTV | 2013-11-13 | DZIWULS2 | 2012-02-22 | KAMINSKK | 2014-06-18 | M | E_CONTROL
10004614 | PUMP, HYDRAULIC | E-S-S02-F-BSP-SLUDG-THKNR | SAP000284 | [8 empty] | IE000000000010004614 | Thickener | 14006 |  |  |  | 0000000000 |  |  |  | EN |  | 8443 LAKESHORE | INST |  | X |  | 00:00:00 | [11 empty] | 2002 | F02 | 2002 | PUMP | 1821010 | OP02_100 | F02 |  |  | ACTV | 2013-11-13 | DZIWULS2 | 2012-02-22 | KAMINSKK | 2014-06-18 | M | E_PUMP
10004619 | PUMP, CHEMICAL, HYDROCHLORIC | E-S-S02-F-BSP-SLUDG-THKNR | SAP000289 | [8 empty] | IE000000000010004619 | Thickener | 14006 |  |  |  | 0000000000 |  |  |  | EN |  | 8443 LAKESHORE | INST |  | X |  | 00:00:00 | [11 empty] | 2002 | F02 | 2002 | PUMP | 1821010 | OP02_100 | F02 |  |  | ACTV | 2013-11-13 | DZIWULS2 | 2012-02-22 | KAMINSKK | 2014-06-18 | M | E_PUMP
10004620 | PUMP, LIME | E-S-S02-F-BSP-SLUDG-THKNR | SAP000290 | [8 empty] | IE000000000010004620 | Thickener | 14006 |  |  |  | 0000000000 |  |  |  | EN |  | 8443 LAKESHORE | INAC INST |  | X |  | 00:00:00 | [7 empty] | WAUKESHA |  |  |  | 2002 | F02 | 2002 | PUMP | 1821010 | OP02_100 | F02 |  |  | ACTV | 2013-11-13 | DZIWULS2 | 2012-02-22 | KAMINSKK | 2014-06-18 | M | E_PUMP
10004631 | PUMP, SLUDGE | E-S-S02-F-BSP-SLUDG-THKNR | SAP000301 | [8 empty] | IE000000000010004631 | Thickener | 14006 |  |  |  | 0000000000 |  |  |  | EN |  | 8443 LAKESHORE | INST |  | X |  | 00:00:00 | [11 empty] | 2002 | F02 | 2002 | PUMP | 1821010 | OP02_100 | F02 |  |  | ACTV | 2013-11-13 | DZIWULS2 | 2012-02-22 | KAMINSKK | 2014-06-18 | M | E_PUMP
10081641 | PUMP 1, THICKENER | E-S-S02-F-BSP-SLUDG-THKNR | [9 empty] | IE000000000010081641 | Thickener | 14006 |  |  |  | 0000000000 |  |  |  | EN |  | 8443 LAKESHORE | ASEQ |  | X |  | 00:00:00 |  |  | USD |  |  |  |  | Abel | EM-050z-SG | 3001421-01 |  | 2002 | F02 | 2002 | PUMP | 1821010 | OP02_100 | F02 | 10000955 |  | ACTV | 2022-10-06 | PHILLIPP | 2022-10-06 | PHILLIPP | 2022-10-10 | M | E_PUMP
10081642 | PUMP 2, THICKENER | E-S-S02-F-BSP-SLUDG-THKNR | [9 empty] | IE000000000010081642 | Thickener | 14006 |  |  |  | 0000000000 |  |  |  | EN |  | 8443 LAKESHORE | ASEQ |  | X |  | 00:00:00 |  |  | USD |  |  |  |  | Abel | EM-050z-SG | 3001504-01 |  | 2002 | F02 | 2002 | PUMP | 1821010 | OP02_100 | F02 | 10000956 |  | ACTV | 2022-10-10 | PHILLIPP | 2022-10-06 | PHILLIPP | 2022-10-10 | M | E_PUMP
10001043 | PUMP, BACKWASH, SANDFILTER, NORTH | E-S-S02-F-BSP-TRTRY-SFLTR | 2-1501 | [8 empty] | IE000000000010001043 | SANDFILTERS | 14006 |  |  |  | 0000000000 |  |  |  | EN |  | 8443 LAKESHORE | ASEQ |  | X |  | 00:00:00 | [7 empty] | FLYGT | 3085.183-8626 |  |  | 2002 | F02 | 2002 | GENL | 1821010 | OP02_100 | F02 | 10000772 |  | ACTV | 2014-09-19 | DZIWULS2 | 2012-02-22 | KAMINSKK | 2014-09-19 | M | E_PUMP
10001044 | PUMP, BACKWASH, SANDFILTER, SOUTH | E-S-S02-F-BSP-TRTRY-SFLTR | 2-1502 | [8 empty] | IE000000000010001044 | SANDFILTERS | 14006 |  |  |  | 0000000000 |  |  |  | EN |  | 8443 LAKESHORE | ASEQ |  | X |  | 00:00:00 | [11 empty] | 2002 | F02 | 2002 | TANK | 1821010 | OP02_100 | F02 | 10000771 |  | ACTV | 2014-09-19 | DZIWULS2 | 2012-02-22 | KAMINSKK | 2014-09-19 | M | E_PUMP
10004492 | PUMP, WASHWATER, SANDFILTER, SOUTH | E-S-S02-F-BSP-TRTRY-SFLTR | [9 empty] | IE000000000010004492 | SANDFILTERS | 14006 |  |  |  | 0000000000 |  |  |  | EN |  | 8443 LAKESHORE | ASEQ |  | X |  | 00:00:00 | [11 empty] | 2002 | F02 | 2002 | TANK | 1821010 | OP02_100 | F02 | 10000771 |  | ACTV | 2020-04-29 | DZIWULS2 | 2012-02-22 | PINTOM | 2020-04-29 | M | E_PUMP
10070170 | PUMP, WASHWATER, SANDFILTER, NORTH | E-S-S02-F-BSP-TRTRY-SFLTR | [9 empty] | IE000000000010070170 | SANDFILTERS | 14006 |  |  |  | 0000000000 |  |  |  | EN |  | 8443 LAKESHORE | ASEQ |  | X |  | 00:00:00 | [7 empty] | FLYGT | S-3085.183 | 3085.183-1440095 |  | 2002 | F02 | 2002 | PUMP | 1821010 | OP02_100 | F02 | 10000772 |  | ACTV | 2017-08-09 | PINTOM | 2014-08-14 | PINTOM | 2017-08-09 | M | E_PUMP
10001246 | PUMP, SUMP | E-S-S02-F-EMI-DRYWL | 2-2514-1 | [8 empty] | IE000000000010001246 | EIGHTEEN MILE PS DRY WELL | 14047 |  |  |  | 0000000000 |  |  |  | EN |  | 6413 Lake Shore Rd (SE side of road, 1000' off rd) | INST |  | X |  | 00:00:00 | [7 empty] | HYDROMATIC | SKHS50 A1 |  |  | 2002 | F02 | 2002 | PUMP | 1821010 | FM02_100 | F02 |  |  | ACTV | 2011-01-01 | DZIWULS2 | 2012-02-22 | SWEETM | 2013-02-07 | M | E_PUMP
10001247 | PUMP, SUMP | E-S-S02-F-EMI-DRYWL | 2-2514-2 | [8 empty] | IE000000000010001247 | EIGHTEEN MILE PS DRY WELL | 14047 |  |  |  | 0000000000 |  |  |  | EN |  | 6413 Lake Shore Rd (SE side of road, 1000' off rd) | INST |  | X |  | 00:00:00 | [7 empty] | GODWIN | GSP10 | 0159-477 |  | 2002 | F02 | 2002 | PUMP | 1821010 | FM02_100 | F02 |  |  | ACTV | 2011-01-01 | DZIWULS2 | 2012-02-22 | SWEETM | 2013-02-07 | M | E_PUMP
10001201 | MOTOR, PUMP 1 | E-S-S02-F-EMI-DRYWL-PUMP1 | 2-2501-M | [8 empty] | IE000000000010001201 | PUMP 1 | 14047 |  |  |  | 0000000000 |  |  |  | EN |  | 6413 Lake Shore Rd (SE side of road, 1000' off rd) | ASEQ |  | X |  | 00:00:00 | [7 empty] | LOUISALLIS/SMITH ND LOVELESS | 7-K4L959-00L |  |  | 2002 | F02 | 2002 | MOTOR | 1821010 | FM02_100 | F02 | 10001202 |  | ACTV | 2014-01-21 | DZIWULS2 | 2012-02-22 | ZYNDAK | 2014-01-21 | M | E_MOTOR
10001202 | PUMP 1 | E-S-S02-F-EMI-DRYWL-PUMP1 | 2-2501-P | [8 empty] | IE000000000010001202 | PUMP 1 | 14047 |  |  |  | 0000000000 |  |  |  | EN |  | 6413 Lake Shore Rd (SE side of road, 1000' off rd) | INST |  | X |  | 00:00:00 | [7 empty] | SMITH LOVELESS | 8D4B | 750759097 |  | 2002 | F02 | 2002 | PUMP | 1821010 | FM02_100 | F02 |  |  | ACTV | 2014-01-21 | DZIWULS2 | 2012-02-22 | ZYNDAK | 2014-01-21 | M | E_PUMP
10001204 | PUMP 2 | E-S-S02-F-EMI-DRYWL-PUMP2 | 2-2502-P | [8 empty] | IE000000000010001204 | PUMP 2 | 14047 |  |  |  | 0000000000 |  |  |  | EN |  | 6413 Lake Shore Rd (SE side of road, 1000' off rd) | INST |  | X |  | 00:00:00 | [7 empty] | SMITH LOVELESS | 8D4B |  |  | 2002 | F02 | 2002 | PUMP | 1821010 | FM02_100 | F02 |  |  | ACTV | 2014-01-21 | DZIWULS2 | 2012-02-22 | ZYNDAK | 2014-01-21 | M | E_PUMP
10068801 | MOTOR, #2 PUMP, 18 MILE | E-S-S02-F-EMI-DRYWL-PUMP2 | [9 empty] | IE000000000010068801 | PUMP 2 | 14047 |  |  |  | 0000000000 |  |  |  | EN |  | 6413 Lake Shore Rd (SE side of road, 1000' off rd) | INST |  | X |  | 00:00:00 | [7 empty] | LOUIS ALLIS "PACEMAKER" | 5111218001 |  |  | 2002 | F02 | 2002 | MOTOR | 1821010 | FM02_100 | F02 |  |  | ACTV | 2016-06-22 | ZYNDAK | 2013-05-20 | CURRENTJ | 2016-06-22 | M | E_MOTOR
10001205 | MOTOR, PUMP 3 | E-S-S02-F-EMI-DRYWL-PUMP3 | 2-2503-M | [8 empty] | IE000000000010001205 | PUMP 3 | 14047 |  |  |  | 0000000000 |  |  |  | EN |  | 6413 Lake Shore Rd (SE side of road, 1000' off rd) | ASEQ |  | X |  | 00:00:00 | [7 empty] | LOUISALLIS | PACEMAKER |  |  | 2002 | F02 | 2002 | MOTOR | 1821010 | FM02_100 | F02 | 10001206 |  | ACTV | 2014-01-21 | DZIWULS2 | 2012-02-22 | ZYNDAK | 2014-01-21 | M | E_MOTOR
10001206 | PUMP 3 | E-S-S02-F-EMI-DRYWL-PUMP3 | 2-2503-P | [8 empty] | IE000000000010001206 | PUMP 3 | 14047 |  |  |  | 0000000000 |  |  |  | EN |  | 6413 Lake Shore Rd (SE side of road, 1000' off rd) | INST |  | X |  | 00:00:00 | [7 empty] | SMITH LOVELESS | 8D4B |  |  | 2002 | F02 | 2002 | PUMP | 1821010 | FM02_100 | F02 |  |  | ACTV | 2014-01-21 | DZIWULS2 | 2012-02-22 | ZYNDAK | 2014-01-21 | M | E_PUMP
10001208 | SOFT STARTER, PUMP 1 | E-S-S02-F-EMI-ELINS | 2-2504-1-A | [8 empty] | IE000000000010001208 | EIGHTEEN MILE PS ELECTRIC/INSTRUMENT | 14047 |  |  |  | 0000000000 |  |  |  | EN |  | 6413 Lake Shore Rd (SE side of road, 1000' off rd) | INST |  | X |  | 00:00:00 | [7 empty] | ROBICON |  |  |  | 2002 | F02 | 2002 | CONTROL | 1821010 | FM02_100 | F02 |  |  | ACTV | 2011-01-01 | DZIWULS2 | 2012-02-22 | SWEETM | 2013-02-07 | M | E_CONTROL
10001210 | SOFT STARTER, PUMP 2 | E-S-S02-F-EMI-ELINS | 2-2504-2-A | [8 empty] | IE000000000010001210 | EIGHTEEN MILE PS ELECTRIC/INSTRUMENT | 14047 |  |  |  | 0000000000 |  |  |  | EN |  | 6413 Lake Shore Rd (SE side of road, 1000' off rd) | INST |  | X |  | 00:00:00 | [7 empty] | ROBICON |  |  |  | 2002 | F02 | 2002 | CONTROL | 1821010 | FM02_100 | F02 |  |  | ACTV | 2011-01-01 | DZIWULS2 | 2012-02-22 | SWEETM | 2013-02-07 | M | E_CONTROL
10001212 | SOFT STARTER, PUMP 3 | E-S-S02-F-EMI-ELINS | 2-2504-3-A | [8 empty] | IE000000000010001212 | EIGHTEEN MILE PS ELECTRIC/INSTRUMENT | 14047 |  |  |  | 0000000000 |  |  |  | EN |  | 6413 Lake Shore Rd (SE side of road, 1000' off rd) | INST |  | X |  | 00:00:00 | [7 empty] | ROBICON |  |  |  | 2002 | F02 | 2002 | CONTROL | 1821010 | FM02_100 | F02 |  |  | ACTV | 2011-01-01 | DZIWULS2 | 2012-02-22 | SWEETM | 2013-02-07 | M | E_CONTROL
10001269 | PANEL, CONTROL, MANLIFT/PUMP | E-S-S02-F-EMI-ELINS | 2-2530 | [8 empty] | IE000000000010001269 | EIGHTEEN MILE PS ELECTRIC/INSTRUMENT | 14047 |  |  |  | 0000000000 |  |  |  | EN |  | 6413 Lake Shore Rd (SE side of road, 1000' off rd) | INST |  | X |  | 00:00:00 | [7 empty] | SMITH LOVELE |  | 12-7038 |  | 2002 | F02 | 2002 | ELECTRIC | 1821010 | FM02_100 | F02 |  |  | ACTV | 2011-01-01 | DZIWULS2 | 2012-02-22 | SWEETM | 2013-02-07 | M | E_ELECTRIC
10001270 | BREAKER, SAFETY DISCONNECT, PUMP 1 | E-S-S02-F-EMI-ELINS | 2-2531 | [8 empty] | IE000000000010001270 | EIGHTEEN MILE PS ELECTRIC/INSTRUMENT | 14047 |  |  |  | 0000000000 |  |  |  | EN |  | 6413 Lake Shore Rd (SE side of road, 1000' off rd) | INST |  | X |  | 00:00:00 | [7 empty] | C8902 | JD3250KW |  |  | 2002 | F02 | 2002 | ELECTRIC | 1821010 | FM02_100 | F02 |  |  | ACTV | 2011-01-01 | DZIWULS2 | 2012-02-22 | SWEETM | 2013-02-07 | M | E_ELECTRIC
10001271 | BREAKER, SAFETY DISCONNECT, PUMP 2 | E-S-S02-F-EMI-ELINS | 2-2532 | [8 empty] | IE000000000010001271 | EIGHTEEN MILE PS ELECTRIC/INSTRUMENT | 14047 |  |  |  | 0000000000 |  |  |  | EN |  | 6413 Lake Shore Rd (SE side of road, 1000' off rd) | INST |  | X |  | 00:00:00 | [7 empty] | C8902 | JD3250KW |  |  | 2002 | F02 | 2002 | ELECTRIC | 1821010 | FM02_100 | F02 |  |  | ACTV | 2011-01-01 | DZIWULS2 | 2012-02-22 | SWEETM | 2013-02-07 | M | E_ELECTRIC
10001272 | BREAKER, SAFETY DISCONNECT, PUMP 3 | E-S-S02-F-EMI-ELINS | 2-2533 | [8 empty] | IE000000000010001272 | EIGHTEEN MILE PS ELECTRIC/INSTRUMENT | 14047 |  |  |  | 0000000000 |  |  |  | EN |  | 6413 Lake Shore Rd (SE side of road, 1000' off rd) | INST |  | X |  | 00:00:00 | [7 empty] | C8902 | JD3250KW |  |  | 2002 | F02 | 2002 | ELECTRIC | 1821010 | FM02_100 | F02 |  |  | ACTV | 2011-01-01 | DZIWULS2 | 2012-02-22 | SWEETM | 2013-02-07 | M | E_ELECTRIC
10004343 | PUMP AROUND | E-S-S02-F-EMI-PLUMB | SAP000013 | [8 empty] | IE000000000010004343 | EIGHTEEN MILE PS PLUMBING | 14047 |  |  |  | 0000000000 |  |  |  | EN |  | 6413 Lake Shore Rd (SE side of road, 1000' off rd) | INST |  | X |  | 00:00:00 | [11 empty] | 2002 | F02 | 2002 | PLUMBING | 1821010 | FM02_100 | F02 |  |  | ACTV | 2011-01-01 | DZIWULS2 | 2012-02-22 | SWEETM | 2013-02-07 | M | E_PLUMBING
10080921 | CHECK VALVE PUMP #1 | E-S-S02-F-EVG-VLVPT | [9 empty] | IE000000000010080921 | EVANGOLA PS VALIVE PIT | 14081 |  |  |  | 0000000000 |  |  |  | EN |  | Evangola State Park (SW corner of park near campground) | INST |  | X |  | 00:00:00 | [11 empty] | 2002 | F02 | 2002 | GENL | 1821010 | FM02_100 | F02 |  |  | ACTV | 2020-10-01 | SWEETM | 2020-10-01 |  |  | M
10080922 | CHECK VALVE PUMP #2 | E-S-S02-F-EVG-VLVPT | [9 empty] | IE000000000010080922 | EVANGOLA PS VALIVE PIT | 14081 |  |  |  | 0000000000 |  |  |  | EN |  | Evangola State Park (SW corner of park near campground) | INST |  | X |  | 00:00:00 | [11 empty] | 2002 | F02 | 2002 | GENL | 1821010 | FM02_100 | F02 |  |  | ACTV | 2020-10-01 | SWEETM | 2020-10-01 |  |  | M
10080923 | ISOLATION VALVE PUMP #1 | E-S-S02-F-EVG-VLVPT | [9 empty] | IE000000000010080923 | EVANGOLA PS VALIVE PIT | 14081 |  |  |  | 0000000000 |  |  |  | EN |  | Evangola State Park (SW corner of park near campground) | INST |  | X |  | 00:00:00 | [11 empty] | 2002 | F02 | 2002 | GENL | 1821010 | FM02_100 | F02 |  |  | ACTV | 2020-10-01 | SWEETM | 2020-10-01 | SWEETM | 2020-10-01 | M
10080924 | ISOLATION VALVE PUMP #2 | E-S-S02-F-EVG-VLVPT | [9 empty] | IE000000000010080924 | EVANGOLA PS VALIVE PIT | 14081 |  |  |  | 0000000000 |  |  |  | EN |  | Evangola State Park (SW corner of park near campground) | INST |  | X |  | 00:00:00 | [11 empty] | 2002 | F02 | 2002 | GENL | 1821010 | FM02_100 | F02 |  |  | ACTV | 2020-10-01 | SWEETM | 2020-10-01 |  |  | M
10080925 | BYPASS PUMP AROUND | E-S-S02-F-EVG-VLVPT | [9 empty] | IE000000000010080925 | EVANGOLA PS VALIVE PIT | 14081 |  |  |  | 0000000000 |  |  |  | EN |  | Evangola State Park (SW corner of park near campground) | INST |  | X |  | 00:00:00 | [11 empty] | 2002 | F02 | 2002 | GENL | 1821010 | FM02_100 | F02 |  |  | ACTV | 2020-10-01 | SWEETM | 2020-10-01 |  |  | M
10080913 | PUMP 1 | E-S-S02-F-EVG-WETWL-PUMP1 | [9 empty] | IE000000000010080913 | PUMP 1 | 14081 |  |  |  | 0000000000 |  |  |  | EN |  | Evangola State Park (SW corner of park near campground) | INST |  | X |  | 00:00:00 | [7 empty] | MYERS | 4RX | 10650549 |  | 2002 | F02 | 2002 | PUMP | 1821010 | FM02_100 | F02 |  |  | ACTV | 2020-09-21 | PINTOM | 2020-09-21 |  |  | M | E_PUMP
10080914 | PUMP 2 | E-S-S02-F-EVG-WETWL-PUMP2 | [9 empty] | IE000000000010080914 | PUMP 2 | 14081 |  |  |  | 0000000000 |  |  |  | EN |  | Evangola State Park (SW corner of park near campground) | INST |  | X |  | 00:00:00 | [7 empty] | MYERS | 4RX | 10650550 |  | 2002 | F02 | 2002 | PUMP | 1821010 | FM02_100 | F02 |  |  | ACTV | 2020-09-21 | PINTOM | 2020-09-21 | PINTOM | 2020-09-21 | M | E_PUMP
10080915 | PUMP, SPARE | E-S-S02-F-EVG-XEQUP | [9 empty] | IE000000000010080915 | EVANGOLA SPARE EQUIPMENT | 14081 |  |  |  | 0000000000 |  |  |  | EN |  | Evangola State Park (SW corner of park near campground) | INST |  | X |  | 00:00:00 | [7 empty] | MYERS | 4RX | 10650551 |  | 2002 | F02 | 2002 | PUMP | 1821010 | FM02_100 | F02 |  |  | ACTV | 2020-09-21 | PINTOM | 2020-09-21 |  |  | M | E_PUMP
10072348 | PUMP, GRINDER, E-ONE, #2 | E-S-S02-F-GRV | [9 empty] | IE000000000010072348 | GROVE PUMP STATION | 14006 |  |  |  | 0000000000 |  |  |  | EN |  | 601 Sandy Ave | INST |  | X |  | 00:00:00 | [7 empty] | E-ONE | D200 | DH570526 |  | 2002 | F02 | 2002 | GRINDER | 1821010 | FM02_100 | F02 |  |  | ACTV | 2022-11-30 | PINTOM | 2016-08-03 | PHILLIPP | 2022-11-30 | M | E_GRINDER | DH570526
10080058 | PUMP, SPARE, GROVE PS | E-S-S02-F-GRV | [9 empty] | IE000000000010080058 | GROVE PUMP STATION | 14006 |  |  |  | 0000000000 |  |  |  | EN |  | 601 Sandy Ave | INST |  | X |  | 00:00:00 |  |  | USD |  |  |  |  | E-ONE | D227 | DH674192 |  | 2002 | F02 | 2002 | PUMP | 1821010 | FM02_100 | F02 |  |  | ACTV | 2022-04-29 | PINTOM | 2019-09-16 | PINTOM | 2022-04-29 | M | E_PUMP
10068787 | PUMP, GRINDER, E-ONE, #1 | E-S-S02-F-GRV-XEQUP | [9 empty] | IE000000000010068787 | GROVE PS SPARE EQUIPMENT | 14006 |  |  |  | 0000000000 |  |  |  | EN |  | 601 Sandy Ave | INST |  | X |  | 00:00:00 | [7 empty] | E-ONE | 2000 SERIES | DH309215 |  | 2002 | F02 | 2002 | PUMP | 1821010 | FM02_100 | F02 |  |  | ACTV | 2022-04-29 | ZYNDAK | 2013-05-20 | PINTOM | 2022-04-29 | M | E_PUMP
10002076 | PUMP 1, SUBMERSIBLE, DRY PIT | E-S-S02-F-HRR-DRYWL-PUMP1 | 2-7501 | [8 empty] | IE000000000010002076 | PUMP 1 | 14006 |  |  |  | 0000000000 |  |  |  | EN |  | 320 Herr Rd (immediately S of 326 Herr) | INST |  | X |  | 00:00:00 | [7 empty] | EMU | FA10-33E + FK17.1-4/ | 650001581 |  | 2002 | F02 | 2002 | PUMP | 1821010 | FM02_100 | F02 |  |  | ACTV | 2014-01-21 | DZIWULS2 | 2012-02-22 | ZYNDAK | 2014-01-21 | M | E_PUMP
10002077 | PUMP 2, SUBMERSIBLE, DRY PIT | E-S-S02-F-HRR-DRYWL-PUMP2 | 2-7502 | [8 empty] | IE000000000010002077 | PUMP 2 | 14006 |  |  |  | 0000000000 |  |  |  | EN |  | 320 Herr Rd (immediately S of 326 Herr) | INST |  | X |  | 00:00:00 | [7 empty] | EMU | FA10-33E + FK17.1-4/ | 650001582 |  | 2002 | F02 | 2002 | PUMP | 1821010 | FM02_100 | F02 |  |  | ACTV | 2014-01-21 | DZIWULS2 | 2012-02-22 | ZYNDAK | 2014-01-21 | M | E_PUMP
10005145 | PUMP AROUND | E-S-S02-F-HRR-PLUMB | SAP000815 | [8 empty] | IE000000000010005145 | HERR RD PS PLUMBING | 14006 |  |  |  | 0000000000 |  |  |  | EN |  | 320 Herr Rd (immediately S of 326 Herr) | INST |  | X |  | 00:00:00 | [11 empty] | 2002 | F02 | 2002 | PLUMBING | 1821010 | FM02_100 | F02 |  |  | ACTV | 2011-01-01 | DZIWULS2 | 2012-02-22 | SWEETM | 2013-02-07 | M | E_PLUMBING
10068524 | PUMP 1 | E-S-S02-F-LAK-DRYWL-PUMP1 |  |  |  | 99717088B/000400 | [5 empty] | IE000000000010068524 | PUMP 1 | 14006 |  |  |  | 0000000000 |  |  |  | EN |  | 621 Lake St. (S side of Lake, 500' East of Old Lake Shore) | INST |  | X |  | 00:00:00 | [7 empty] | KSB | 250-400/S06 XNG D | 260910 |  | 2002 | F02 | 2002 | PUMP | 1821010 | FM02_100 | F02 |  |  | ACTV | 2014-01-21 | ZYNDAK | 2012-06-22 | ZYNDAK | 2014-01-21 | M | E_PUMP
10068525 | PUMP 2 | E-S-S02-F-LAK-DRYWL-PUMP2 |  |  |  | 99717088B/000400 | [5 empty] | IE000000000010068525 | PUMP 2 | 14006 |  |  |  | 0000000000 |  |  |  | EN |  | 621 Lake St. (S side of Lake, 500' East of Old Lake Shore) | INST |  | X |  | 00:00:00 | [7 empty] | KSB | 250-400/S06 XNG D | 260911 |  | 2002 | F02 | 2002 | PUMP | 1821010 | FM02_100 | F02 |  |  | ACTV | 2014-01-21 | ZYNDAK | 2012-06-22 | ZYNDAK | 2014-01-21 | M | E_PUMP
10068526 | PUMP 3 | E-S-S02-F-LAK-DRYWL-PUMP3 |  |  |  | 99717088B/000400 | [5 empty] | IE000000000010068526 | PUMP 3 | 14006 |  |  |  | 0000000000 |  |  |  | EN |  | 621 Lake St. (S side of Lake, 500' East of Old Lake Shore) | INST |  | X |  | 00:00:00 | [7 empty] | KSB | 250-400/S06 XNG D | 260912 |  | 2002 | F02 | 2002 | PUMP | 1821010 | FM02_100 | F02 |  |  | ACTV | 2014-01-21 | ZYNDAK | 2012-06-22 | ZYNDAK | 2014-01-21 | M | E_PUMP
10068492 | 6" PUMP AROUND | E-S-S02-F-LAK-PLUMB | [9 empty] | IE000000000010068492 | LAKE ST PS PLUMBING | 14006 |  |  |  | 0000000000 |  |  |  | EN |  | 621 Lake St. (S side of Lake, 500' East of Old Lake Shore) | INST |  | X |  | 00:00:00 | [11 empty] | 2002 | F02 | 2002 | PLUMBING | 1821010 | FM02_100 | F02 |  |  | ACTV | 2013-03-12 | PINTOM | 2012-06-12 | ZYNDAK | 2013-03-12 | M | E_PLUMBING
10069222 | PUMP, DEWATERING | E-S-S02-F-LAK-WETWL | [9 empty] | IE000000000010069222 | LAKE ST PS WET WELL | 14006 |  |  |  | 0000000000 |  |  |  | EN |  | 621 Lake St. (S side of Lake, 500' East of Old Lake Shore) | INST |  | X |  | 00:00:00 | [7 empty] | GOULDS | 2GA81J4EDX-212 | 310.890-1010025 |  | 2002 | F02 | 2002 | PUMP | 1821010 | FM02_100 | F02 |  |  | ACTV | 2013-10-07 | ZYNDAK | 2013-10-07 | ZYNDAK | 2013-10-07 | M | E_PUMP
10002148 | PANEL, CONTROL, PUMP | E-S-S02-F-LTB-ELINS | 2-9012 | [8 empty] | IE000000000010002148 | LOTUS BAY PS ELECTRICAL/INSTRUMENTATION | 14081 |  |  |  | 0000000000 |  |  |  | EN |  | 10448 Old Lake Shore Rd (W side of road, 0.2 m behind #10448 | INST |  | X |  | 00:00:00 | [7 empty] | HYDROMATIC |  | 77-32038 |  | 2002 | F02 | 2002 | CONTROL | 1821010 | FM02_100 | F02 |  |  | ACTV | 2011-01-01 | DZIWULS2 | 2012-02-22 | SWEETM | 2013-02-07 | M | E_CONTROL
10002142 | PUMP 1, SUMBERSIBLE | E-S-S02-F-LTB-WETWL-PUMP1 | 2-9001 | [8 empty] | IE000000000010002142 | PUMP 1 | 14081 |  |  |  | 0000000000 |  |  |  | EN |  | 10448 Old Lake Shore Rd (W side of road, 0.2 m behind #10448 | INST |  | X |  | 00:00:00 | [7 empty] | HYDROMATIC | S4M500M2-4 | S36994 |  | 2002 | F02 | 2002 | PUMP | 1821010 | FM02_100 | F02 |  |  | ACTV | 2014-03-18 | DZIWULS2 | 2012-02-22 | PINTOM | 2014-03-18 | M | E_PUMP
10002143 | PUMP 2, SUBMERSIBLE | E-S-S02-F-LTB-WETWL-PUMP2 | 2-9002 | [8 empty] | IE000000000010002143 | PUMP 2 | 14081 |  |  |  | 0000000000 |  |  |  | EN |  | 10448 Old Lake Shore Rd (W side of road, 0.2 m behind #10448 | INST |  | X |  | 00:00:00 | [7 empty] | HYDROMATIC | S4M500M2-4 | S30994 |  | 2002 | F02 | 2002 | PUMP | 1821010 | FM02_100 | F02 |  |  | ACTV | 2014-01-21 | DZIWULS2 | 2012-02-22 | PINTOM | 2014-02-05 | M | E_PUMP
10001597 | PANEL, CONTROL, PUMP | E-S-S02-F-NCR-ELINS | 2-5504 | [8 empty] | IE000000000010001597 | NORTH CREEK PS ELECTRICAL/INSTRUMENT | 14085 |  |  |  | 0000000000 |  |  |  | EN |  | 1970 North Creek Rd (NE corner of road @ Versaillies) | INST |  | X |  | 00:00:00 | [8 empty] | 1800.186 | 7-AC-1002-1 |  | 2002 | F02 | 2002 | CONTROL | 1821010 | FM02_100 | F02 |  |  | ACTV | 2011-01-01 | DZIWULS2 | 2012-02-22 | SWEETM | 2013-02-07 | M | E_CONTROL
10071667 | PUMP 1 | E-S-S02-F-NCR-WETWL-PUMP1 | [9 empty] | IE000000000010071667 | PUMP 1 | 14085 |  |  |  | 0000000000 |  |  |  | EN |  | 1970 North Creek Rd (NE corner of road @ Versaillies) | INST |  | X |  | 00:00:00 | [7 empty] | FLYGT |  | 3102.095 1440066 |  | 2002 | F02 | 2002 | PUMP | 1821010 | FM02_100 | F02 |  |  | ACTV | 2015-07-16 | PINTOM | 2015-07-16 | PINTOM | 2015-07-16 | M | E_PUMP
10071668 | PUMP 2 | E-S-S02-F-NCR-WETWL-PUMP2 | [9 empty] | IE000000000010071668 | PUMP 2 | 14085 |  |  |  | 0000000000 |  |  |  | EN |  | 1970 North Creek Rd (NE corner of road @ Versaillies) | INST |  | X |  | 00:00:00 | [7 empty] | FLYGT |  | 3102.095 1440065 |  | 2002 | F02 | 2002 | PUMP | 1821010 | FM02_100 | F02 |  |  | ACTV | 2015-07-16 | PINTOM | 2015-07-16 | PINTOM | 2015-07-16 | M | E_PUMP
10001564 | PANEL, CONTROL, PUMP | E-S-S02-F-NEV-ELINS | 2-5004 | [8 empty] | IE000000000010001564 | NORTH EVANS PS ELECTRIC/INSTRUMENTATION | 14047 |  |  |  | 0000000000 |  |  |  | EN |  | 6920 Versaillies Rd( immediately N of 6930) | INST |  | X |  | 00:00:00 | [8 empty] | 1800.186 | 7-AC-1003-4 |  | 2002 | F02 | 2002 | CONTROL | 1821010 | FM02_100 | F02 |  |  | ACTV | 2011-01-01 | DZIWULS2 | 2012-02-22 | SWEETM | 2013-02-07 | M | E_CONTROL
10071665 | PUMP 1 | E-S-S02-F-NEV-WETWL-PUMP1 | [9 empty] | IE000000000010071665 | PUMP 1 | 14047 |  |  |  | 0000000000 |  |  |  | EN |  | 6920 Versaillies Rd( immediately N of 6930) | INST |  | X |  | 00:00:00 | [7 empty] | FLYGT |  | 3102.095 1440067 |  | 2002 | F02 | 2002 | PUMP | 1821010 | FM02_100 | F02 |  |  | ACTV | 2015-07-16 | PINTOM | 2015-07-16 | PINTOM | 2015-07-16 | M | E_PUMP
10071666 | PUMP 2 | E-S-S02-F-NEV-WETWL-PUMP2 | [9 empty] | IE000000000010071666 | PUMP 2 | 14047 |  |  |  | 0000000000 |  |  |  | EN |  | 6920 Versaillies Rd( immediately N of 6930) | INST |  | X |  | 00:00:00 | [7 empty] | FLYGT |  | 3102.095 1440069 |  | 2002 | F02 | 2002 | PUMP | 1821010 | FM02_100 | F02 |  |  | ACTV | 2015-07-16 | PINTOM | 2015-07-16 | PINTOM | 2015-07-16 | M | E_PUMP
10068527 | PUMP 1 | E-S-S02-F-PBR-DRYWL-PUMP1 | [9 empty] | IE000000000010068527 | PUMP #1 | 14006 |  |  |  | 0000000000 |  |  |  | EN |  | 9600 Lake Shore Rd (W side of rd, across from Dawn) | INST |  | X |  | 00:00:00 | [11 empty] | 2002 | F02 | 2002 | PUMP | 1821010 | FM02_100 | F02 |  |  | ACTV | 2014-01-21 | ZYNDAK | 2012-06-22 | ZYNDAK | 2014-01-21 | M | E_PUMP
10068528 | PUMP 2 | E-S-S02-F-PBR-DRYWL-PUMP2 | [9 empty] | IE000000000010068528 | PUMP 2 | 14006 |  |  |  | 0000000000 |  |  |  | EN |  | 9600 Lake Shore Rd (W side of rd, across from Dawn) | INST |  | X |  | 00:00:00 | [11 empty] | 2002 | F02 | 2002 | PUMP | 1821010 | FM02_100 | F02 |  |  | ACTV | 2014-01-21 | ZYNDAK | 2012-06-22 | ZYNDAK | 2014-01-21 | M | E_PUMP
10069223 | PUMP, DEWATERING | E-S-S02-F-PBR-WETWL | [9 empty] | IE000000000010069223 | POINT BREEZE PS WET WELL | 14006 |  |  |  | 0000000000 |  |  |  | EN |  | 9600 Lake Shore Rd (W side of rd, across from Dawn) | INST |  | X |  | 00:00:00 | [7 empty] | GOULDS | 2GA81J4EDX-212 | 310.890-1010026 |  | 2002 | F02 | 2002 | PUMP | 1821010 | FM02_100 | F02 |  |  | ACTV | 2013-10-07 | ZYNDAK | 2013-10-07 | ZYNDAK | 2013-10-07 | M | E_PUMP
10001313 | PUMP, SUMP | E-S-S02-F-PST-DRYWL | 2-3014 | [8 empty] | IE000000000010001313 | PINEHURST PS DRY WELL | 14085 |  |  |  | 0000000000 |  |  |  | EN |  | 5700 Old Lake Shore (W side of rd, between 5702 & 5714) | INST |  | X |  | 00:00:00 | [7 empty] | FAIRBANK MOR | CD-558 |  |  | 2002 | F02 | 2002 | PUMP | 1821010 | FM02_100 | F02 |  |  | ACTV | 2011-01-01 | DZIWULS2 | 2012-02-22 | SWEETM | 2013-02-07 | M | E_PUMP
10001284 | MOTOR, PUMP 1 | E-S-S02-F-PST-DRYWL-PUMP1 | 2-3001-M | [8 empty] | IE000000000010001284 | PUMP 1 | 14085 |  |  |  | 0000000000 |  |  |  | EN |  | 5700 Old Lake Shore (W side of rd, between 5702 & 5714) | ASEQ |  | X |  | 00:00:00 | [7 empty] | USMOTOR |  |  |  | 2002 | F02 | 2002 | MOTOR | 1821010 | FM02_100 | F02 | 10001285 |  | ACTV | 2014-01-21 | DZIWULS2 | 2012-02-22 | ZYNDAK | 2014-01-21 | M | E_MOTOR
10001285 | PUMP 1 | E-S-S02-F-PST-DRYWL-PUMP1 | 2-3001-P | [8 empty] | IE000000000010001285 | PUMP 1 | 14085 |  |  |  | 0000000000 |  |  |  | EN |  | 5700 Old Lake Shore (W side of rd, between 5702 & 5714) | INST |  | X |  | 00:00:00 | [7 empty] | ALLIS | 400 | 781-26717-1 |  | 2002 | F02 | 2002 | PUMP | 1821010 | FM02_100 | F02 |  |  | ACTV | 2014-01-21 | DZIWULS2 | 2012-02-22 | ZYNDAK | 2014-01-21 | M | E_PUMP
10001290 | MOTOR, PUMP 2 | E-S-S02-F-PST-DRYWL-PUMP2 | 2-3002-M | [8 empty] | IE000000000010001290 | PUMP 2 | 14085 |  |  |  | 0000000000 |  |  |  | EN |  | 5700 Old Lake Shore (W side of rd, between 5702 & 5714) | ASEQ |  | X |  | 00:00:00 | [7 empty] | SMITH LOVELE |  |  |  | 2002 | F02 | 2002 | MOTOR | 1821010 | FM02_100 | F02 | 10001291 |  | ACTV | 2014-01-21 | DZIWULS2 | 2012-02-22 | ZYNDAK | 2014-01-21 | M | E_MOTOR
10001291 | PUMP 2 | E-S-S02-F-PST-DRYWL-PUMP2 | 2-3002-P | [8 empty] | IE000000000010001291 | PUMP 2 | 14085 |  |  |  | 0000000000 |  |  |  | EN |  | 5700 Old Lake Shore (W side of rd, between 5702 & 5714) | INST |  | X |  | 00:00:00 | [7 empty] | ALLIS | 400 | 781-26717-1 |  | 2002 | F02 | 2002 | PUMP | 1821010 | FM02_100 | F02 |  |  | ACTV | 2014-01-21 | DZIWULS2 | 2012-02-22 | ZYNDAK | 2014-01-21 | M | E_PUMP
10001326 | PUMP AROUND | E-S-S02-F-PST-PLUMB | 2-3026 | [8 empty] | IE000000000010001326 | PINEHURST PS PLUMBING | 14085 |  |  |  | 0000000000 |  |  |  | EN |  | 5700 Old Lake Shore (W side of rd, between 5702 & 5714) | INST |  | X |  | 00:00:00 | [11 empty] | 2002 | F02 | 2002 | PLUMBING | 1821010 | FM02_100 | F02 |  |  | ACTV | 2011-01-01 | DZIWULS2 | 2012-02-22 | SWEETM | 2013-02-07 | M | E_PLUMBING
10001341 | PUMP, WISA AIR | E-S-S02-F-PTC-DRYWL | 2-3504 | [8 empty] | IE000000000010001341 | PONTIAC PS DRY WELL | 14057 |  |  |  | 0000000000 |  |  |  | EN |  | 2057 Pontiac Rd (S side of rd, just E of 2055) | INST |  | X |  | 00:00:00 | [11 empty] | 2002 | F02 | 2002 | PUMP | 1821010 | FM02_100 | F02 |  |  | ACTV | 2011-01-01 | DZIWULS2 | 2012-02-22 | SWEETM | 2013-02-07 | M | E_PUMP
10005344 | PUMP | E-S-S02-F-PTC-DRYWL | SAP001014 | [8 empty] | IE000000000010005344 | PONTIAC PS DRY WELL | 14057 |  |  |  | 0000000000 |  |  |  | EN |  | 2057 Pontiac Rd (S side of rd, just E of 2055) | INST |  | X |  | 00:00:00 | [7 empty] | GORMAN RUPP | T8A3-B | 1058526N |  | 2002 | F02 | 2002 | PUMP | 1821010 | FM02_100 | F02 |  |  | ACTV | 2011-01-01 | DZIWULS2 | 2012-02-22 | SWEETM | 2013-02-07 | M | E_PUMP
10005345 | PUMP, SUMP | E-S-S02-F-PTC-DRYWL | SAP001015 | [8 empty] | IE000000000010005345 | PONTIAC PS DRY WELL | 14057 |  |  |  | 0000000000 |  |  |  | EN |  | 2057 Pontiac Rd (S side of rd, just E of 2055) | INST |  | X |  | 00:00:00 | [7 empty] | TEEL | 2P556B | 0972 |  | 2002 | F02 | 2002 | PUMP | 1821010 | FM02_100 | F02 |  |  | ACTV | 2011-01-01 | DZIWULS2 | 2012-02-22 | SWEETM | 2013-02-07 | M | E_PUMP
10001335 | MOTOR, PUMP 1 | E-S-S02-F-PTC-DRYWL-PUMP1 | 2-3501-M | [8 empty] | IE000000000010001335 | PUMP 1 | 14057 |  |  |  | 0000000000 |  |  |  | EN |  | 2057 Pontiac Rd (S side of rd, just E of 2055) | ASEQ |  | X |  | 00:00:00 | [7 empty] | TOSHIBA | S319283G6075 | 95500429 |  | 2002 | F02 | 2002 | MOTOR | 1821010 | FM02_100 | F02 | 10001336 |  | ACTV | 2014-01-21 | DZIWULS2 | 2012-02-22 | ZYNDAK | 2014-01-21 | M | E_MOTOR
10001336 | PUMP 1 | E-S-S02-F-PTC-DRYWL-PUMP1 | 2-3501-P | [8 empty] | IE000000000010001336 | PUMP 1 | 14057 |  |  |  | 0000000000 |  |  |  | EN |  | 2057 Pontiac Rd (S side of rd, just E of 2055) | INST |  | X |  | 00:00:00 | [7 empty] | GORMAN RUPP | T8A3-B | 1058527N |  | 2002 | F02 | 2002 | PUMP | 1821010 | FM02_100 | F02 |  |  | ACTV | 2014-01-21 | DZIWULS2 | 2012-02-22 | PINTOM | 2018-01-02 | M | E_PUMP
10001338 | MOTOR, PUMP 2 | E-S-S02-F-PTC-DRYWL-PUMP2 | 2-3502-M | [8 empty] | IE000000000010001338 | PUMP 2 | 14057 |  |  |  | 0000000000 |  |  |  | EN |  | 2057 Pontiac Rd (S side of rd, just E of 2055) | ASEQ |  | X |  | 00:00:00 | [7 empty] | TOSHIBA | S319283G6075 | 95500428 |  | 2002 | F02 | 2002 | MOTOR | 1821010 | FM02_100 | F02 | 10001339 |  | ACTV | 2014-01-21 | DZIWULS2 | 2012-02-22 | ZYNDAK | 2014-01-21 | M | E_MOTOR
10001339 | PUMP 2 | E-S-S02-F-PTC-DRYWL-PUMP2 | 2-3502-P | [8 empty] | IE000000000010001339 | PUMP 2 | 14057 |  |  |  | 0000000000 |  |  |  | EN |  | 2057 Pontiac Rd (S side of rd, just E of 2055) | INST |  | X |  | 00:00:00 | [7 empty] | GORMAN RUPP | T8A3-B | 1058526 N |  | 2002 | F02 | 2002 | PUMP | 1821010 | FM02_100 | F02 |  |  | ACTV | 2014-01-21 | DZIWULS2 | 2012-02-22 | PINTOM | 2018-01-02 | M | E_PUMP
10001342 | PANEL, CONTROL, PUMP | E-S-S02-F-PTC-ELINS | 2-3504-1 | [8 empty] | IE000000000010001342 | PONTIAC PS ELECTRIC/INSTRUMENTATION | 14057 |  |  |  | 0000000000 |  |  |  | EN |  | 2057 Pontiac Rd (S side of rd, just E of 2055) | INST |  | X |  | 00:00:00 | [7 empty] | GORMAN RUPP | D4-06911 | 94-1169-LE |  | 2002 | F02 | 2002 | CONTROL | 1821010 | FM02_100 | F02 |  |  | ACTV | 2011-01-01 | DZIWULS2 | 2012-02-22 | SWEETM | 2013-02-07 | M | E_CONTROL
10001377 | PANEL, ALARM, PUMP, LOCAL | E-S-S02-F-PTC-ELINS | 2-3598 | [8 empty] | IE000000000010001377 | PONTIAC PS ELECTRIC/INSTRUMENTATION | 14057 |  |  |  | 0000000000 |  |  |  | EN |  | 2057 Pontiac Rd (S side of rd, just E of 2055) | INST |  | X |  | 00:00:00 | [7 empty] | PANALARM | 94CA | TYPE 50SS00 |  | 2002 | F02 | 2002 | MONITOR | 1821010 | FM02_100 | F02 |  |  | ACTV | 2011-01-01 | DZIWULS2 | 2012-02-22 | SWEETM | 2013-02-07 | M | E_MONITOR
10005338 | PUMP AROUND | E-S-S02-F-PTC-PLUMB | SAP001008 | [8 empty] | IE000000000010005338 | PONTIAC PS PLUMBING | 14057 |  |  |  | 0000000000 |  |  |  | EN |  | 2057 Pontiac Rd (S side of rd, just E of 2055) | INST |  | X |  | 00:00:00 | [11 empty] | 2002 | F02 | 2002 | PLUMBING | 1821010 | FM02_100 | F02 |  |  | ACTV | 2011-01-01 | DZIWULS2 | 2012-02-22 | SWEETM | 2013-02-07 | M | E_PLUMBING
10001959 | SUMP PUMP | E-S-S02-F-SCF-DRYWL | 2-7003 | [8 empty] | IE000000000010001959 | SHORECLIFF PS DRY WELL | 14006 |  |  |  | 0000000000 |  |  |  | EN |  | 5 South Ln ( SW corner of South Lane @ Shorecliff) | INST |  | X |  | 00:00:00 | [11 empty] | 2002 | F02 | 2002 | PUMP | 1821010 | FM02_100 | F02 |  |  | ACTV | 2011-01-01 | DZIWULS2 | 2012-02-22 | ZYNDAK | 2013-03-12 | M | E_PUMP
10071741 | PUMP, 1 | E-S-S02-F-SCF-DRYWL-PUMP1 | [9 empty] | IE000000000010071741 | PUMP 1 | 14006 |  |  |  | 0000000000 |  |  |  | EN |  | 5 South Ln ( SW corner of South Lane @ Shorecliff) | INST |  | X |  | 00:00:00 | [7 empty] | WILO FA10.34E | GC20.1-4/22KEx | 2700650225724 |  | 2002 | F02 | 2002 | PUMP | 1821010 | FM02_100 | F02 |  |  | ACTV | 2019-09-18 | PINTOM | 2015-10-07 | PINTOM | 2019-09-18 | M | E_PUMP
10080735 | PUMP, SPARE, SHORECLIFF | E-S-S02-F-SCF-DRYWL-PUMP2 |  |  |  | HC 20.1-4/22KEX | [5 empty] | IE000000000010080735 | PUMP 2 | 14006 |  |  |  | 0000000000 |  |  |  | EN |  | 5 South Ln ( SW corner of South Lane @ Shorecliff) | INST |  | X |  | 00:00:00 |  |  | USD |  |  |  |  | WILO | FA 10.34E | 2700650390554 |  | 2002 | F02 | 2002 | PUMP | 1821010 | FM02_100 | F02 |  |  | ACTV | 2022-11-09 | PINTOM | 2020-04-08 | PHILLIPP | 2022-11-09 | M | E_PUMP
10001952 | CONTROL PANEL, PUMP 1, SHORECLIFF | E-S-S02-F-SCF-ELINS | 2-7001-1 | [8 empty] | IE000000000010001952 | SHORECLIFF PS ELECTRIC/INSTRUMENTATION | 14006 |  |  |  | 0000000000 |  |  |  | EN |  | 5 South Ln ( SW corner of South Lane @ Shorecliff) | INST |  | X |  | 00:00:00 | [11 empty] | 2002 | F02 | 2002 | CONTROL | 1821010 | FM02_100 | F02 |  |  | ACTV | 2011-01-01 | DZIWULS2 | 2012-02-22 | SWEETM | 2013-02-07 | M | E_CONTROL
10001956 | CONTROL PANEL, PUMP 2, SHORECLIFF | E-S-S02-F-SCF-ELINS | 2-7002-1 | [8 empty] | IE000000000010001956 | SHORECLIFF PS ELECTRIC/INSTRUMENTATION | 14006 |  |  |  | 0000000000 |  |  |  | EN |  | 5 South Ln ( SW corner of South Lane @ Shorecliff) | INST |  | X |  | 00:00:00 | [11 empty] | 2002 | F02 | 2002 | CONTROL | 1821010 | FM02_100 | F02 |  |  | ACTV | 2011-01-01 | DZIWULS2 | 2012-02-22 | SWEETM | 2013-02-07 | M | E_CONTROL
10001981 | PANEL, CONTROL, PUMP, SHORECLIFF | E-S-S02-F-SCF-ELINS | 2-7012 | [8 empty] | IE000000000010001981 | SHORECLIFF PS ELECTRIC/INSTRUMENTATION | 14006 |  |  |  | 0000000000 |  |  |  | EN |  | 5 South Ln ( SW corner of South Lane @ Shorecliff) | INST |  | X |  | 00:00:00 | [7 empty] | SAGINAW CONTROL AND ENGINEERIN |  |  |  | 2002 | F02 | 2002 | CONTROL | 1821010 | FM02_100 | F02 |  |  | ACTV | 2011-01-01 | DZIWULS2 | 2012-02-22 | SWEETM | 2013-02-07 | M | E_CONTROL
10005414 | PUMP AROUND | E-S-S02-F-SCF-PLUMB | SAP001084 | [8 empty] | IE000000000010005414 | SHORECLIFF PS PLUMBING | 14006 |  |  |  | 0000000000 |  |  |  | EN |  | 5 South Ln ( SW corner of South Lane @ Shorecliff) | INST |  | X |  | 00:00:00 | [11 empty] | 2002 | F02 | 2002 | PLUMBING | 1821010 | FM02_100 | F02 |  |  | ACTV | 2011-01-01 | DZIWULS2 | 2012-02-22 | SWEETM | 2013-02-07 | M | E_PLUMBING
10001955 | PUMP 2 | E-S-S02-F-SCF-XEQUP | 2-7002 | [8 empty] | IE000000000010001955 | SHORECLIFF PS SPARE EQUIPMENT | 14006 |  |  |  | 0000000000 |  |  |  | EN |  | 5 South Ln ( SW corner of South Lane @ Shorecliff) | INST |  | X |  | 00:00:00 | [7 empty] | WILO | FA10.34E | 650001586 |  | 2002 | F02 | 2002 | PUMP | 1821010 | FM02_100 | F02 |  |  | ACTV | 2022-11-15 | DZIWULS2 | 2012-02-22 | PHILLIPP | 2022-11-15 | M | E_PUMP | 650001586
10081677 | PUMP, DRY WELL, WILCO, | E-S-S02-F-SCF-XEQUP | [9 empty] | IE000000000010081677 | SHORECLIFF PS SPARE EQUIPMENT | 14006 |  |  |  | 0000000000 |  |  |  | EN |  | 5 South Ln ( SW corner of South Lane @ Shorecliff) | INST |  | X |  | 00:00:00 |  |  | USD |  |  |  |  | WILCO | FA10.34E | 2700650527549 |  | 2002 | F02 | 2002 | GENL | 1821010 | FM02_100 | F02 |  |  | ACTV | 2022-11-02 | PHILLIPP | 2022-11-02 | PHILLIPP | 2022-11-02 | M | E_PUMP | 10081677
10005381 | PANEL, CONTROL, PUMP | E-S-S02-F-SHR-ELINS | SAP001051 | [8 empty] | IE000000000010005381 | SCHREINER PS ELECTRIC/INSTRUMENTATION | 14057 |  |  |  | 0000000000 |  |  |  | EN |  | 8201 Schriner Rd (N side of rd, 500' W of Beverly) | INST |  | X |  | 00:00:00 | [7 empty] | USEMCO | SP500PA | 2197N |  | 2002 | F02 | 2002 | CONTROL | 1821010 | FM02_100 | F02 |  |  | ACTV | 2011-01-01 | DZIWULS2 | 2012-02-22 | SWEETM | 2013-02-07 | M | E_CONTROL
10068579 | PUMP 1 | E-S-S02-F-SHR-WETWL-PUMP1 | 2-9501 |  |  | 230V/1PH/60HZ 18'TDH VORTEK | [5 empty] | IE000000000010068579 | PUMP 1 | 14057 |  |  |  | 0000000000 |  |  |  | EN |  | 8201 Schriner Rd (N side of rd, 500' W of Beverly) | INST |  | X |  | 00:00:00 | [7 empty] | HYDRAMATIC | S4NRC |  |  | 2002 | F02 | 2002 | PUMP | 1821010 | FM02_100 | F02 |  |  | ACTV | 2018-09-26 | ZYNDAK | 2012-09-05 | KAMINSKK | 2018-09-26 | M | E_PUMP
10068580 | PUMP 2 | E-S-S02-F-SHR-WETWL-PUMP2 | 2-9502 |  |  | 230V/1PH/60HZ 18'TDH VORTEK | [5 empty] | IE000000000010068580 | PUMP 2 | 14057 |  |  |  | 0000000000 |  |  |  | EN |  | 8201 Schriner Rd (N side of rd, 500' W of Beverly) | INST |  | X |  | 00:00:00 | [7 empty] | HYDRAMATIC | S4NRC |  |  | 2002 | F02 | 2002 | PUMP | 1821010 | FM02_100 | F02 |  |  | ACTV | 2018-09-26 | ZYNDAK | 2012-09-05 | KAMINSKK | 2018-09-26 | M | E_PUMP
10002182 | PANEL, PUMP CONTROL | E-S-S02-F-SKF-ELINS | 2-9703 | [8 empty] | IE000000000010002182 | KELLERMAN PS ELECTRIC/INSTUMENTATION | 14085 |  |  |  | 0000000000 |  |  |  | EN |  | 6258 Old Lake Shore Rd ( 200' W of Rd, on south side of driv | INST |  | X |  | 00:00:00 | [7 empty] | USEMCO |  | 4078 |  | 2002 | F02 | 2002 | CONTROL | 1821010 | FM02_100 | F02 |  |  | ACTV | 2011-01-01 | DZIWULS2 | 2012-02-22 | SWEETM | 2013-02-07 | M | E_CONTROL
10005195 | PANEL, CONTROL, PUMP | E-S-S02-F-SKF-ELINS | SAP000865 | [8 empty] | IE000000000010005195 | KELLERMAN PS ELECTRIC/INSTUMENTATION | 14085 |  |  |  | 0000000000 |  |  |  | EN |  | 6258 Old Lake Shore Rd ( 200' W of Rd, on south side of driv | INST |  | X |  | 00:00:00 | [7 empty] | USEMCO |  | 4078 |  | 2002 | F02 | 2002 | CONTROL | 1821010 | FM02_100 | F02 |  |  | ACTV | 2011-01-01 | DZIWULS2 | 2012-02-22 | SWEETM | 2013-02-07 | M | E_CONTROL
10069286 | PUMP 1 | E-S-S02-F-SKF-WETWL-PUMP1 | [9 empty] | IE000000000010069286 | PUMP 1 | 14085 |  |  |  | 0000000000 |  |  |  | EN |  | 6258 Old Lake Shore Rd ( 200' W of Rd, on south side of driv | INST |  | X |  | 00:00:00 | [7 empty] | HYDROMATIC (PENTAIR) | S4NRC200M2-6 | 10022654 |  | 2002 | F02 | 2002 | PUMP | 1821010 | FM02_100 | F02 |  |  | ACTV | 2014-01-28 | ZYNDAK | 2013-12-11 | ZYNDAK | 2014-01-28 | M | E_PUMP
10069287 | PUMP 2 | E-S-S02-F-SKF-WETWL-PUMP2 | [9 empty] | IE000000000010069287 | PUMP 2 | 14085 |  |  |  | 0000000000 |  |  |  | EN |  | 6258 Old Lake Shore Rd ( 200' W of Rd, on south side of driv | INST |  | X |  | 00:00:00 | [7 empty] | HYDROMATIC (PENTAIR) | S4NRC200M2-6 | 1022655 |  | 2002 | F02 | 2002 | PUMP | 1821010 | FM02_100 | F02 |  |  | ACTV | 2014-01-28 | ZYNDAK | 2013-12-11 | ZYNDAK | 2014-01-28 | M | E_PUMP
10001195 | PUMP STATION, MINI | E-S-S02-F-SWT-BLDGR | 2-2026 | [8 empty] | IE000000000010001195 | SWEETLAND PS BUILDINGS AND GROUNDS | 14047 |  |  |  | 0000000000 |  |  |  | EN |  | 6840 Lake Shore Rd (west side of road, 500' south of Delamet | INST |  | X |  | 00:00:00 | [7 empty] | HYDROMATIC |  |  |  | 2002 | F02 | 2002 | BLDGGRD | 1821010 | FM02_100 | F02 |  |  | ACTV | 2011-01-01 | DZIWULS2 | 2012-02-22 | SWEETM | 2013-02-07 | M | E_BLDGGRD
10001174 | SWEETLAND RD. - SUMP PUMPS | E-S-S02-F-SWT-DRYWL | 2-2014 | [8 empty] | IE000000000010001174 | SWEETLAND PS DRY WELL | 14047 |  |  |  | 0000000000 |  |  |  | EN |  | 6840 Lake Shore Rd (west side of road, 500' south of Delamet | INST |  | X |  | 00:00:00 | [7 empty] | FAIRBANK MOR | CD-558 |  |  | 2002 | F02 | 2002 | PUMP | 1821010 | FM02_100 | F02 |  |  | ACTV | 2011-01-01 | DZIWULS2 | 2012-02-22 | SWEETM | 2013-02-07 | M | E_PUMP
10001175 | PUMP 1, SUMP | E-S-S02-F-SWT-DRYWL | 2-2014-1 | [8 empty] | IE000000000010001175 | SWEETLAND PS DRY WELL | 14047 |  |  |  | 0000000000 |  |  |  | EN |  | 6840 Lake Shore Rd (west side of road, 500' south of Delamet | INST |  | X |  | 00:00:00 | [7 empty] | FAIRBANK MOR | CD-558 |  |  | 2002 | F02 | 2002 | PUMP | 1821010 | FM02_100 | F02 |  |  | ACTV | 2011-01-01 | DZIWULS2 | 2012-02-22 | SWEETM | 2013-02-07 | M | E_PUMP
10001176 | PUMP 2, SUMP | E-S-S02-F-SWT-DRYWL | 2-2014-2 | [8 empty] | IE000000000010001176 | SWEETLAND PS DRY WELL | 14047 |  |  |  | 0000000000 |  |  |  | EN |  | 6840 Lake Shore Rd (west side of road, 500' south of Delamet | INST |  | X |  | 00:00:00 | [11 empty] | 2002 | F02 | 2002 | PUMP | 1821010 | FM02_100 | F02 |  |  | ACTV | 2011-01-01 | DZIWULS2 | 2012-02-22 | SWEETM | 2013-02-07 | M | E_PUMP
10001131 | MOTOR, PUMP 1 | E-S-S02-F-SWT-DRYWL-PUMP1 | 2-2001-M | [8 empty] | IE000000000010001131 | PUMP 1 | 14047 |  |  |  | 0000000000 |  |  |  | EN |  | 6840 Lake Shore Rd (west side of road, 500' south of Delamet | ASEQ |  | X |  | 00:00:00 | [7 empty] | SMITH LOVELESS | XK 445TTDS6057AN | 91070 |  | 2002 | F02 | 2002 | MOTOR | 1821010 | FM02_100 | F02 | 10001132 |  | ACTV | 2014-01-28 | DZIWULS2 | 2012-02-22 | KAMINSKK | 2020-09-21 | M | E_MOTOR
10001132 | PUMP #1, SWEETLAND | E-S-S02-F-SWT-DRYWL-PUMP1 | 2-2001-P | [8 empty] | IE000000000010001132 | PUMP 1 | 14047 |  |  |  | 0000000000 |  |  |  | EN |  | 6840 Lake Shore Rd (west side of road, 500' south of Delamet | INST |  | X |  | 00:00:00 | [7 empty] | SMITH LOVELESS | 8D4B |  |  | 2002 | F02 | 2002 | PUMP | 1821010 | FM02_100 | F02 |  |  | ACTV | 2014-01-28 | DZIWULS2 | 2012-02-22 | KAMINSKK | 2020-09-21 | M | E_PUMP
10001134 | MOTOR, PUMP 2 | E-S-S02-F-SWT-DRYWL-PUMP2 | 2-2002-M | [8 empty] | IE000000000010001134 | PUMP 2 | 14047 |  |  |  | 0000000000 |  |  |  | EN |  | 6840 Lake Shore Rd (west side of road, 500' south of Delamet | ASEQ |  | X |  | 00:00:00 | [7 empty] | SMITH LOVELESS | XK445TTDS60578N-W | 91070 |  | 2002 | F02 | 2002 | MOTOR | 1821010 | FM02_100 | F02 | 10001135 |  | ACTV | 2014-01-28 | DZIWULS2 | 2012-02-22 | KAMINSKK | 2020-09-21 | M | E_MOTOR
10001135 | PUMP #2, SWEETLAND | E-S-S02-F-SWT-DRYWL-PUMP2 | 2-2002-P | [8 empty] | IE000000000010001135 | PUMP 2 | 14047 |  |  |  | 0000000000 |  |  |  | EN |  | 6840 Lake Shore Rd (west side of road, 500' south of Delamet | INST |  | X |  | 00:00:00 | [7 empty] | SMITH LOVELESS | 8D4B |  |  | 2002 | F02 | 2002 | PUMP | 1821010 | FM02_100 | F02 |  |  | ACTV | 2014-01-28 | DZIWULS2 | 2012-02-22 | KAMINSKK | 2020-09-21 | M | E_PUMP
10001136 | MOTOR, PUMP 3 | E-S-S02-F-SWT-DRYWL-PUMP3 | 2-2003-M | [8 empty] | IE000000000010001136 | PUMP 3 | 14047 |  |  |  | 0000000000 |  |  |  | EN |  | 6840 Lake Shore Rd (west side of road, 500' south of Delamet | ASEQ |  | X |  | 00:00:00 | [7 empty] | SMITH LOVELESS | XK445TTDS60578N-W | 91069 |  | 2002 | F02 | 2002 | MOTOR | 1821010 | FM02_100 | F02 | 10068795 |  | ACTV | 2017-12-15 | DZIWULS2 | 2012-02-22 | KAMINSKK | 2020-09-21 | M | E_MOTOR
10068795 | PUMP, #3, SWEETLAND | E-S-S02-F-SWT-DRYWL-PUMP3 | [9 empty] | IE000000000010068795 | PUMP 3 | 14047 |  |  |  | 0000000000 |  |  |  | EN |  | 6840 Lake Shore Rd (west side of road, 500' south of Delamet | INST |  | X |  | 00:00:00 | [7 empty] | SMITH & LOVELESS | 8D4B | XK8445TTD560578N-W |  | 2002 | F02 | 2002 | PUMP | 1821010 | FM02_100 | F02 |  |  | ACTV | 2017-12-15 | ZYNDAK | 2013-05-20 | KAMINSKK | 2020-09-21 | M | E_PUMP
10001170 | PANEL, CONTROL, PUMP | E-S-S02-F-SWT-ELINS | 2-2012 | [8 empty] | IE000000000010001170 | SWEETLAND PS ELECTRIC/INSTRUMENTATION | 14047 |  |  |  | 0000000000 |  |  |  | EN |  | 6840 Lake Shore Rd (west side of road, 500' south of Delamet | INST |  | X |  | 00:00:00 | [7 empty] | AQUATROL CORPORATION |  | C6050 |  | 2002 | F02 | 2002 | CONTROL | 1821010 | FM02_100 | F02 |  |  | ACTV | 2011-01-01 | DZIWULS2 | 2012-02-22 | SWEETM | 2013-02-07 | M | E_CONTROL
10069264 | PANEL, CONTROL, PUMP | E-S-S02-F-SWT-MNIPS | [9 empty] | IE000000000010069264 | SWEETLAND MINI PS | 14047 |  |  |  | 0000000000 |  |  |  | EN |  | 6840 Lake Shore Rd (west side of road, 500' south of Delamet | INST |  | X |  | 00:00:00 | [7 empty] | HYDROMATIC | 12.00-AAO-AD3 | 62004-525-7 |  | 2002 | F02 | 2002 | CONTROL | 1821010 | FM02_100 | F02 |  |  | ACTV | 2013-10-25 | ZYNDAK | 2013-10-25 | ZYNDAK | 2013-11-06 | M | E_CONTROL
10069265 | PUMP, MINI PS | E-S-S02-F-SWT-MNIPS | [9 empty] | IE000000000010069265 | SWEETLAND MINI PS | 14047 |  |  |  | 0000000000 |  |  |  | EN |  | 6840 Lake Shore Rd (west side of road, 500' south of Delamet | INST |  | X |  | 00:00:00 | [7 empty] | HYDROMATIC | spg-150 | M2R 6847-A |  | 2002 | F02 | 2002 | PUMP | 1821010 | FM02_100 | F02 |  |  | ACTV | 2011-01-01 | ZYNDAK | 2013-10-25 | ZYNDAK | 2013-11-06 | M | E_PUMP
10005807 | PUMP AROUND | E-S-S02-F-SWT-PLUMB | SAP001477 | [8 empty] | IE000000000010005807 | SWEETLAND PS PLUMBING | 14047 |  |  |  | 0000000000 |  |  |  | EN |  | 6840 Lake Shore Rd (west side of road, 500' south of Delamet | INST |  | X |  | 00:00:00 | [11 empty] | 2002 | F02 | 2002 | PLUMBING | 1821010 | FM02_100 | F02 |  |  | ACTV | 2011-01-01 | DZIWULS2 | 2012-02-22 | SWEETM | 2013-02-07 | M | E_PLUMBING
10005810 | PUMP AROUND, 10" | E-S-S02-F-SWT-PLUMB | SAP001480 | [8 empty] | IE000000000010005810 | SWEETLAND PS PLUMBING | 14047 |  |  |  | 0000000000 |  |  |  | EN |  | 6840 Lake Shore Rd (west side of road, 500' south of Delamet | INST |  | X |  | 00:00:00 | [11 empty] | 2002 | F02 | 2002 | PLUMBING | 1821010 | FM02_100 | F02 |  |  | ACTV | 2011-01-01 | DZIWULS2 | 2012-02-22 | SWEETM | 2013-02-07 | M | E_PLUMBING
10002133 | PANEL, CONTROL, PUMP | E-S-S02-F-WBC-ELINS | 2-8512 | [8 empty] | IE000000000010002133 | WIDE BEACH PS ELECTRIC/INSTRUMENTATION | 14081 |  |  |  | 0000000000 |  |  |  | EN |  | 51 Oval St ( E of 55 Wide Beach) | INST |  | X |  | 00:00:00 | [7 empty] | HYDROMATIC | 9362-040-7 | 77-32256 |  | 2002 | F02 | 2002 | CONTROL | 1821010 | FM02_100 | F02 |  |  | ACTV | 2011-01-01 | DZIWULS2 | 2012-02-22 | SWEETM | 2013-02-07 | M | E_CONTROL
10068790 | PUMP 1 | E-S-S02-F-WBC-WETWL-PUMP1 | [9 empty] | IE000000000010068790 | PUMP 1 | 14081 |  |  |  | 0000000000 |  |  |  | EN |  | 51 Oval St ( E of 55 Wide Beach) | INST |  | X |  | 00:00:00 | [7 empty] | HYDROMATIC | S4M1000M3-4 | 0-2624 |  | 2002 | F02 | 2002 | PUMP | 1821010 | FM02_100 | F02 |  |  | ACTV | 2021-07-19 | ZYNDAK | 2013-05-20 | PINTOM | 2021-07-19 | M | E_PUMP
10002127 | PUMP 2 | E-S-S02-F-WBC-WETWL-PUMP2 | 2-8502 | [8 empty] | IE000000000010002127 | PUMP 2 | 14081 |  |  |  | 0000000000 |  |  |  | EN |  | 51 Oval St ( E of 55 Wide Beach) | INST |  | X |  | 00:00:00 | [7 empty] | AURORA | HYDROMATIC S4M (10 H | S4M10DAD4 |  | 2002 | F02 | 2002 | PUMP | 1821010 | FM02_100 | F02 |  |  | ACTV | 2014-01-28 | DZIWULS2 | 2012-02-22 | ZYNDAK | 2014-01-28 | M | E_PUMP
10000970 | PUMP, LIME, PERISTALITIC HOSE, SP40 | E-S-S02-R | 2-1321 | [8 empty] | IE000000000010000970 | Refurbishment & Spares |  |  |  |  | 0000000000 |  |  |  | EN |  |  | INST |  | X |  | 00:00:00 | [7 empty] | WAUKESHA | SP/40 PERISTALTIC HO | 7111 |  | 2002 |  | 2002 | PUMP | 1821010 |  |  |  |  | ACTV | 2015-03-25 | DZIWULS2 | 2012-02-22 | CURRENTJ | 2015-03-25 | M | E_PUMP
10001009 | PUMP, FILTER PRESS FEED, PERISTALTIC HOS | E-S-S02-R | 2-1358 | [8 empty] | IE000000000010001009 | Refurbishment & Spares |  |  |  |  | 0000000000 |  |  |  | EN |  |  | INAC INST |  | X |  | 00:00:00 | [7 empty] | WATSON-MARLO | SPX 80 | 25519 MP2 INVENTORY #2-R0865 |  | 2002 |  | 2002 | PUMP | 1821010 |  |  |  |  | ACTV | 2015-03-25 | DZIWULS2 | 2012-02-22 | CURRENTJ | 2015-03-25 | M | E_PUMP
10001137 | PUMP, SPARE, SWEETLAND | E-S-S02-R | 2-2003-P | [8 empty] | IE000000000010001137 | Refurbishment & Spares |  |  |  |  | 0000000000 |  |  |  | EN |  |  | INST |  | X |  | 00:00:00 | [7 empty] | SMITH LOVELE | 8D4B |  |  | 2002 |  | 2002 | PUMP | 1821010 |  |  |  |  | ACTV | 2017-12-15 | DZIWULS2 | 2012-02-22 | CURRENTJ | 2017-12-15 | M | E_PUMP
10002126 | PUMP 1 | E-S-S02-R | 2-8501 | [8 empty] | IE000000000010002126 | Refurbishment & Spares |  |  |  |  | 0000000000 |  |  |  | EN |  |  | INST |  | X |  | 00:00:00 | [7 empty] | AURORA | HYDROMATIC S4M (10 H | S4M10DAD3 |  | 2002 |  | 2002 | PUMP | 1821010 |  |  |  |  | ACTV | 2021-07-19 | DZIWULS2 | 2012-02-22 | PINTOM | 2021-07-19 | M | E_PUMP
10004556 | MOTOR, SLUDGE RETURN PUMP 2 | E-S-S02-R | SAP000226 | [8 empty] | IE000000000010004556 | Refurbishment & Spares |  |  |  |  | 0000000000 |  |  |  | EN |  |  | ASEQ |  | X |  | 00:00:00 | [7 empty] | US ELECTRIC |  |  |  | 2002 |  | 2002 | MOTOR | 1821010 |  |  | 10004604 |  | ACTV | 2016-05-11 | DZIWULS2 | 2012-02-22 | CURRENTJ | 2016-05-11 | M | E_MOTOR
10004604 | PUMP, RETURN ACTIVATED SLUDGE | E-S-S02-R | SAP000274 | [8 empty] | IE000000000010004604 | Refurbishment & Spares |  |  |  |  | 0000000000 |  |  |  | EN |  |  | INST |  | X |  | 00:00:00 | [7 empty] | HAYWARD GORDON | XCS10-C | 284165-3 |  | 2002 |  | 2002 | PUMP | 1821010 |  |  |  |  | ACTV | 2016-05-11 | DZIWULS2 | 2012-02-22 | CURRENTJ | 2016-05-11 | M | E_PUMP
10068785 | PUMP, SPARE, BRANT FARNHAM | E-S-S02-R | [9 empty] | IE000000000010068785 | Refurbishment & Spares |  |  |  |  | 0000000000 |  |  |  | EN |  |  | INST |  | X |  | 00:00:00 | [7 empty] | FAIRBANKS MORSE | 5434 |  |  | 2002 |  | 2002 | PUMP | 1821010 |  |  |  |  | ACTV | 2011-01-01 | ZYNDAK | 2013-05-20 |  |  | M | E_PUMP
10068786 | PUMP, SPARE, BENNET BEACH | E-S-S02-R | [9 empty] | IE000000000010068786 | Refurbishment & Spares |  |  |  |  | 0000000000 |  |  |  | EN |  |  | INST |  | X |  | 00:00:00 | [7 empty] | WILO EMU | FA10.82E | 650001587 |  | 2002 |  | 2002 | PUMP | 1821010 |  |  |  |  | ACTV | 2011-01-01 | ZYNDAK | 2013-05-20 | PINTOM | 2015-05-20 | M | E_PUMP
10068788 | PUMP, SPARE, HERR RD | E-S-S02-R |  |  |  | 8KEX | [5 empty] | IE000000000010068788 | Refurbishment & Spares |  |  |  |  | 0000000000 |  |  |  | EN |  |  | INST |  | X |  | 00:00:00 | [7 empty] | WILO EMU | FA10.33E+FK17.4-4 | 650001583 |  | 2002 |  | 2002 | PUMP | 1821010 |  |  |  |  | ACTV | 2011-01-01 | ZYNDAK | 2013-05-20 |  |  | M | E_PUMP
10068789 | PUMP, SPARE, LOTUS BAY | E-S-S02-R | [9 empty] | IE000000000010068789 | Refurbishment & Spares |  |  |  |  | 0000000000 |  |  |  | EN |  |  | INST |  | X |  | 00:00:00 | [7 empty] | HYDROMATIC | S4M500M2-4 | S40014 |  | 2002 |  | 2002 | PUMP | 1821010 |  |  |  |  | ACTV | 2014-03-18 | ZYNDAK | 2013-05-20 | PINTOM | 2014-03-18 | M | E_PUMP
10068792 | PUMP, SPARE, LAKE ST | E-S-S02-R | [9 empty] | IE000000000010068792 | Refurbishment & Spares |  |  |  |  | 0000000000 |  |  |  | EN |  |  | INST |  | X |  | 00:00:00 | [7 empty] | KSB | KRTK250400500XNGD | 991708886000400 |  | 2002 |  | 2002 | PUMP | 1821010 |  |  |  |  | ACTV | 2011-01-01 | ZYNDAK | 2013-05-20 |  |  | M | E_PUMP
10068793 | PUMP, SPARE, POINT BREEZE | E-S-S02-R | [9 empty] | IE000000000010068793 | Refurbishment & Spares |  |  |  |  | 0000000000 |  |  |  | EN |  |  | INST |  | X |  | 00:00:00 | [7 empty] | KSB | KRTK250400500XNGD | 9971708886000300 |  | 2002 |  | 2002 | PUMP | 1821010 |  |  |  |  | ACTV | 2011-01-01 | ZYNDAK | 2013-05-20 |  |  | M | E_PUMP
10068794 | PUMP, SPARE, PINEHURST | E-S-S02-R | [9 empty] | IE000000000010068794 | Refurbishment & Spares |  |  |  |  | 0000000000 |  |  |  | EN |  |  | INST |  | X |  | 00:00:00 | [7 empty] | ALLIS CHALMERS |  | 781-26717-1 |  | 2002 |  | 2002 | PUMP | 1821010 |  |  |  |  | ACTV | 2011-01-01 | ZYNDAK | 2013-05-20 |  |  | M | E_PUMP
10068796 | PUMP, SPARE, 18 MILE | E-S-S02-R | [9 empty] | IE000000000010068796 | Refurbishment & Spares |  |  |  |  | 0000000000 |  |  |  | EN |  |  | INST |  | X |  | 00:00:00 | [7 empty] | ECODYNE CORP | 8D4B | 750759097 |  | 2002 |  | 2002 | PUMP | 1821010 |  |  |  |  | ACTV | 2011-01-01 | ZYNDAK | 2013-05-20 |  |  | M | E_PUMP
10068797 | PUMP, SPARE, SCHOELLKOFF | E-S-S02-R | [9 empty] | IE000000000010068797 | Refurbishment & Spares |  |  |  |  | 0000000000 |  |  |  | EN |  |  | INST |  | X |  | 00:00:00 | [7 empty] | PACO | 58-47015-5532L |  |  | 2002 |  | 2002 | PUMP | 1821010 |  |  |  |  | ACTV | 2011-01-01 | ZYNDAK | 2013-05-20 |  |  | M | E_PUMP
10068798 | PUMP | E-S-S02-R | [9 empty] | IE000000000010068798 | Refurbishment & Spares |  |  |  |  | 0000000000 |  |  |  | EN |  |  | INST |  | X |  | 00:00:00 | [7 empty] | FLYGT | 3101 | 180-810272 |  | 2002 |  | 2002 | PUMP | 1821010 |  |  |  |  | ACTV | 2011-01-01 | ZYNDAK | 2013-05-20 | PINTOM | 2015-07-16 | M | E_PUMP
10070168 | PUMP, FLYGT | E-S-S02-R | [9 empty] | IE000000000010070168 | Refurbishment & Spares |  |  |  |  | 0000000000 |  |  |  | EN |  |  | INST |  | X |  | 00:00:00 | [7 empty] | FLYGT | S-3085.183 | 3085.183-1440093 |  | 2002 |  | 2002 | PUMP | 1821010 |  |  |  |  | ACTV | 2014-07-02 | PINTOM | 2014-08-14 |  |  | M | E_PUMP
10070169 | PUMP, FLYGT | E-S-S02-R | [9 empty] | IE000000000010070169 | Refurbishment & Spares |  |  |  |  | 0000000000 |  |  |  | EN |  |  | INST |  | X |  | 00:00:00 | [7 empty] | FLYGT | S-3085.183 | 3085.183-1440094 |  | 2002 |  | 2002 | PUMP | 1821010 |  |  |  |  | ACTV | 2014-07-02 | PINTOM | 2014-08-14 |  |  | M | E_PUMP
10073422 | PUMP, GRINDER, E-ONE | E-S-S02-R | [9 empty] | IE000000000010073422 | Refurbishment & Spares |  |  |  |  | 0000000000 |  |  |  | EN |  |  | INST |  | X |  | 00:00:00 | [7 empty] | ENVIRONMENT ONE CORPORATION | EXTREME SERIES AMGP | WH599381 |  | 2002 |  | 2002 | GRINDER | 1821010 |  |  |  |  | ACTV | 2022-11-30 | CURRENTJ | 2018-01-08 | PHILLIPP | 2022-11-30 | M | E_GRINDER | WH599381
10073954 | PUMP, METERING, ELECTRCONIC,PULSATRON | E-S-S02-R |  |  |  | K7WTSK | [5 empty] | IE000000000010073954 | Refurbishment & Spares |  |  |  |  | 0000000000 |  |  |  | EN |  |  | INST |  | X |  | 00:00:00 |  |  | USD |  |  |  |  | PULSATRON | LVH7M1-WTSK-382 | 10/18.918449 |  | 2002 |  | 2002 | METER | 1821010 |  |  |  |  | ACTV | 2018-11-15 | PINTOM | 2018-11-15 |  |  | M | E_METER
10074042 | PUMP, SPARE, NORTH CREEK | E-S-S02-R | [9 empty] | IE000000000010074042 | Refurbishment & Spares |  |  |  |  | 0000000000 |  |  |  | EN |  |  | INST |  | X |  | 00:00:00 |  |  | USD |  |  |  |  | FLYGT | 3102.095-134000 | 3102.095-0022 |  | 2002 |  | 2002 | PUMP | 1821010 |  |  |  |  | ACTV | 2019-01-04 | PINTOM | 2019-01-04 |  |  | M | E_PUMP
10079815 | PUMP, FERRIC, SPARE | E-S-S02-R | [9 empty] | IE000000000010079815 | Refurbishment & Spares |  |  |  |  | 0000000000 |  |  |  | EN |  |  | INST |  | X |  | 00:00:00 |  |  | USD |  |  |  |  | PULSAFEEDER | PP680H-S-E | 19BR000481U8N1 |  | 2002 |  | 2002 | PUMP | 1821010 |  |  |  |  | ACTV | 2019-04-24 | PINTOM | 2019-04-24 |  |  | M | E_PUMP
10079964 | PUMP, PERISTATLIC, BISULFATE | E-S-S02-R |  |  |  | 060.913N.02A | [5 empty] | IE000000000010079964 | Refurbishment & Spares |  |  |  |  | 0000000000 |  |  |  | EN |  |  | INST |  | X |  | 00:00:00 |  |  | USD |  |  |  |  | WATSON MARLOW | 630N | 190715-247970 |  | 2002 |  | 2002 | PUMP | 1821010 |  |  |  |  | ACTV | 2019-08-09 | PINTOM | 2019-08-09 |  |  | M | E_PUMP
10079965 | PUMPHEAD, BISULFITE | E-S-S02-R |  |  |  | 063.4211.000 | [5 empty] | IE000000000010079965 | Refurbishment & Spares |  |  |  |  | 0000000000 |  |  |  | EN |  |  | INST |  | X |  | 00:00:00 |  |  | USD |  |  |  |  | WATSON MARLOW | 620R |  |  | 2002 |  | 2002 | PUMP | 1821010 |  |  |  |  | ACTV | 2019-08-09 | PINTOM | 2019-08-09 |  |  | M | E_PUMP
10081330 | PUMP, GRINDER, E-ONE | E-S-S02-R | [9 empty] | IE000000000010081330 | Refurbishment & Spares |  |  |  |  | 0000000000 |  |  |  | EN |  |  | INST |  | X |  | 00:00:00 | [7 empty] | ENVIRONMENT ONE CORPORATION | EXTREME SERIES AMGP | WH600335 |  | 2002 | C02 | 2002 | GRINDER | 1821010 | CM02_100 | F02 |  |  | ACTV | 2022-12-06 | PINTOM | 2021-09-08 | PHILLIPP | 2022-12-06 | M | E_GRINDER | 112E73
10081534 | PUMP, SPARE, KELLERMAN | E-S-S02-R | [9 empty] | IE000000000010081534 | Refurbishment & Spares |  |  |  |  | 0000000000 |  |  |  | EN |  |  | INST |  | X |  | 00:00:00 | [7 empty] | PENTAIR | S42RC260M2-6 | 10697197 |  | 2002 |  | 2002 | GENL | 1821010 |  |  |  |  | ACTV | 2022-03-28 | PINTOM | 2022-03-28 |  |  | M | E_PUMP
10081535 | PUMP, SPARE, SCHREINER | E-S-S02-R | [9 empty] | IE000000000010081535 | Refurbishment & Spares |  |  |  |  | 0000000000 |  |  |  | EN |  |  | INST |  | X |  | 00:00:00 | [7 empty] | PENTAIR | S42RC200M2-6 | 10073301 |  | 2002 |  | 2002 | GENL | 1821010 |  |  |  |  | ACTV | 2022-03-28 | PINTOM | 2022-03-28 | PINTOM | 2022-03-28 | M | E_PUMP
10081693 | PUMP, WATSON MARLOW, METERING, SPARE | E-S-S02-R |  |  |  | 060.913N.02A | [5 empty] | IE000000000010081693 | Refurbishment & Spares |  |  |  |  | 0000000000 |  |  |  | EN |  |  | INST |  | X |  | 00:00:00 |  |  | USD |  |  |  |  | WATSON MARLOW |  | 210201-361453 |  | 2002 | F02 | 2002 | GENL | 1821010 |  |  |  |  | ACTV | 2022-12-13 | PHILLIPP | 2022-12-13 | PHILLIPP | 2022-12-13 | M | E_PUMP | 10081693
10063307 | PUMP, GRINDER, E-ONE | E-S-S02-R-GDR | 215G025A | [8 empty] | IE000000000010063307 | Grinder Spare Parts & Pumps |  |  |  |  | 0000000000 |  |  |  | EN |  |  | INST |  | X |  | 00:00:00 | [7 empty] | ENVIRONMENT ONE CORPORATION | EXTREME SERIES AMGP | WH368910 |  | 2002 |  | 2002 | GRINDER | 1821010 | FE02_100 | F02 |  |  | ACTV | 2022-11-30 | DZIWULS2 | 2012-03-02 | PHILLIPP | 2022-11-30 | M | E_GRINDER | WH368910
10063273 | PUMP, GRINDER, E-ONE | E-S-S02-R-GDR-PUMP | 212G007A | [8 empty] | IE000000000010063273 | Grinder Spare Pumps |  |  |  |  | 0000000000 |  |  |  | EN |  |  | INST |  | X |  | 00:00:00 | [7 empty] | ENVIRONMENT ONE CORPORATION | EXTREME SERIES AMGP | WH327157 |  | 2002 |  | 2002 | GRINDER | 1821010 | FE02_100 | F02 |  |  | ACTV | 2022-12-22 | DZIWULS2 | 2012-03-02 | PHILLIPP | 2022-12-22 | M | E_GRINDER | WH327157
10063292 | PUMP, GRINDER, E-ONE | E-S-S02-R-GDR-PUMP | 215G009A | [8 empty] | IE000000000010063292 | Grinder Spare Pumps |  |  |  |  | 0000000000 |  |  |  | EN |  |  | INST |  | X |  | 00:00:00 | [7 empty] | ENVIRONMENT ONE CORPORATION | EXTREME SERIES AMGP | WH340441 |  | 2002 |  | 2002 | GRINDER | 1821010 | FE02_100 | F02 |  |  | ACTV | 2022-11-30 | DZIWULS2 | 2012-03-02 | PHILLIPP | 2022-11-30 | M | E_GRINDER | WH340441
10063306 | PUMP, GRINDER, E-ONE | E-S-S02-R-GDR-PUMP | 215G024A | [8 empty] | IE000000000010063306 | Grinder Spare Pumps |  |  |  |  | 0000000000 |  |  |  | EN |  |  | INST |  | X |  | 00:00:00 | [7 empty] | ENVIRONMENT ONE CORPORATION | EXTREME SERIES AMGP | WH340442 |  | 2002 |  | 2002 | GRINDER | 1821010 | FE02_100 | F02 |  |  | ACTV | 2022-11-30 | DZIWULS2 | 2012-03-02 | PHILLIPP | 2022-11-30 | M | E_GRINDER | WH340442
10063312 | PUMP, GRINDER, E-ONE | E-S-S02-R-GDR-PUMP | 215G030A | [8 empty] | IE000000000010063312 | Grinder Spare Pumps |  |  |  |  | 0000000000 |  |  |  | EN |  |  | INST |  | X |  | 00:00:00 | [7 empty] | ENVIRONMENT ONE CORPORATION | EXTREME SERIES AMGP | WH368913 |  | 2002 |  | 2002 | GRINDER | 1821010 | FE02_100 | F02 |  |  | ACTV | 2022-11-30 | DZIWULS2 | 2012-03-02 | PHILLIPP | 2022-11-30 | M | E_GRINDER | WH368913
10063314 | PUMP, GRINDER, E-ONE | E-S-S02-R-GDR-PUMP | 215G032A | [8 empty] | IE000000000010063314 | Grinder Spare Pumps |  |  |  |  | 0000000000 |  |  |  | EN |  |  | INST |  | X |  | 00:00:00 | [7 empty] | ENVIRONMENT ONE CORPORATION | EXTREME SERIES AMGP | WH368906 |  | 2002 |  | 2002 | GRINDER | 1821010 | FE02_100 | F02 |  |  | ACTV | 2022-11-30 | DZIWULS2 | 2012-03-02 | PHILLIPP | 2022-11-30 | M | E_GRINDER | WH368906
10063318 | PUMP, GRINDER, E-ONE | E-S-S02-R-GDR-PUMP | 215G036A | [8 empty] | IE000000000010063318 | Grinder Spare Pumps |  |  |  |  | 0000000000 |  |  |  | EN |  |  | INST |  | X |  | 00:00:00 | [7 empty] | ENVIRONMENT ONE CORPORATION | EXTREME SERIES AMGP | WH328153 |  | 2002 |  | 2002 | GRINDER | 1821010 | FE02_100 | F02 |  |  | ACTV | 2022-12-15 | DZIWULS2 | 2012-03-02 | PHILLIPP | 2022-12-15 | M | E_GRINDER
10063319 | PUMP, GRINDER, E-ONE | E-S-S02-R-GDR-PUMP | 215G037A | [8 empty] | IE000000000010063319 | Grinder Spare Pumps |  |  |  |  | 0000000000 |  |  |  | EN |  |  | INST |  | X |  | 00:00:00 | [7 empty] | ENVIRONMENT ONE CORPORATION | EXTREME SERIES AMGP | WH340428 |  | 2002 |  | 2002 | GRINDER | 1821010 | FE02_100 | F02 |  |  | ACTV | 2022-11-30 | DZIWULS2 | 2012-03-02 | PHILLIPP | 2022-11-30 | M | E_GRINDER | WH340428
10063325 | PUMP, GRINDER, E-ONE | E-S-S02-R-GDR-PUMP | 215G044A | [8 empty] | IE000000000010063325 | Grinder Spare Pumps |  |  |  |  | 0000000000 |  |  |  | EN |  |  | INST |  | X |  | 00:00:00 | [7 empty] | ENVIRONMENT ONE CORPORATION | EXTREME SERIES AMGP | WH328037 |  | 2002 |  | 2002 | GRINDER | 1821010 | FE02_100 | F02 |  |  | ACTV | 2022-11-30 | DZIWULS2 | 2012-03-02 | PHILLIPP | 2022-11-30 | M | E_GRINDER | WH328037
10063342 | PUMP, GRINDER, E-ONE | E-S-S02-R-GDR-PUMP | 215G062A | [8 empty] | IE000000000010063342 | Grinder Spare Pumps |  |  |  |  | 0000000000 |  |  |  | EN |  |  | INST |  | X |  | 00:00:00 | [7 empty] | ENVIRONMENT ONE CORPORATION | EXTREME SERIES AMGP | WH327872 |  | 2002 |  | 2002 | GRINDER | 1821010 | FE02_100 | F02 |  |  | ACTV | 2022-11-30 | DZIWULS2 | 2012-03-02 | PHILLIPP | 2022-11-30 | M | E_GRINDER | WH327872
10068269 | PUMP, GRINDER, E-ONE | E-S-S02-R-GDR-PUMP | SAP80203 | [8 empty] | IE000000000010068269 | Grinder Spare Pumps |  |  |  |  | 0000000000 |  |  |  | EN |  |  | INST |  | X |  | 00:00:00 | [7 empty] | ENVIRONMENT ONE CORPORATION | EXTREME SERIES AMGP | WH432356 |  | 2002 |  | 2002 | GRINDER | 1821010 | FE02_100 | F02 |  |  | ACTV | 2022-11-30 | DZIWULS2 | 2012-03-22 | PHILLIPP | 2022-11-30 | M | E_GRINDER | WH432356
10068898 | PUMP, GRINDER, E-ONE | E-S-S02-R-GDR-PUMP | [9 empty] | IE000000000010068898 | Grinder Spare Pumps |  |  |  |  | 0000000000 |  |  |  | EN |  |  | INST |  | X |  | 00:00:00 | [7 empty] | ENVIRONMENT ONE CORPORATION | EXTREME SERIES AMGP | WH460406 |  | 2002 |  | 2002 | GRINDER | 1821010 | FE02_100 | F02 |  |  | ACTV | 2022-11-30 | ZYNDAK | 2013-06-25 | PHILLIPP | 2022-11-30 | M | E_GRINDER | WH460406
10068985 | PUMP, GRINDER, E-ONE | E-S-S02-R-GDR-PUMP | [9 empty] | IE000000000010068985 | Grinder Spare Pumps |  |  |  |  | 0000000000 |  |  |  | EN |  |  | INST |  | X |  | 00:00:00 | [7 empty] | ENVIRONMENT ONE CORPORATION | EXTREME SERIES AMGP | WH408382 |  | 2002 |  | 2002 | GRINDER | 1821010 | FE02_100 | F02 |  |  | ACTV | 2022-11-30 | ZYNDAK | 2013-06-26 | PHILLIPP | 2022-11-30 | M | E_GRINDER | WH408382
10070121 | PUMP, GRINDER, E-ONE | E-S-S02-R-GDR-PUMP | [9 empty] | IE000000000010070121 | Grinder Spare Pumps |  |  |  |  | 0000000000 |  |  |  | EN |  |  | INST |  | X |  | 00:00:00 | [7 empty] | ENVIRONMENT ONE CORPORATION | EXTREME SERIES AMGP | WH499531 |  | 2002 |  | 2002 | GRINDER | 1821010 | FE02_100 | F02 |  |  | ACTV | 2022-11-30 | PINTOM | 2014-06-26 | PHILLIPP | 2022-11-30 | M | E_GRINDER | WH499531
10070124 | PUMP, GRINDER, E-ONE | E-S-S02-R-GDR-PUMP | [9 empty] | IE000000000010070124 | Grinder Spare Pumps |  |  |  |  | 0000000000 |  |  |  | EN |  |  | INST |  | X |  | 00:00:00 | [7 empty] | ENVIRONMENT ONE CORPORATION | EXTREME SERIES AMGP | WH499540 |  | 2002 |  | 2002 | GRINDER | 1821010 | FE02_100 | F02 |  |  | ACTV | 2022-11-30 | PINTOM | 2014-06-26 | PHILLIPP | 2022-11-30 | M | E_GRINDER | WH499540
10071853 | PUMP, GRINDER, E-ONE | E-S-S02-R-GDR-PUMP | [9 empty] | IE000000000010071853 | Grinder Spare Pumps |  |  |  |  | 0000000000 |  |  |  | EN |  |  | INST |  | X |  | 00:00:00 | [7 empty] | ENVIRONMENT ONE CORPORATION | EXTREME SERIES AMGP | WH536426 |  | 2002 | C02 | 2002 | GRINDER | 1821010 | CM02_100 | C02 |  |  | ACTV | 2022-11-30 | PINTOM | 2016-02-11 | PHILLIPP | 2022-11-30 | M | E_GRINDER | WH536426
10071873 | PUMP, GRINDER, E-ONE | E-S-S02-R-GDR-PUMP | [9 empty] | IE000000000010071873 | Grinder Spare Pumps |  |  |  |  | 0000000000 |  |  |  | EN |  |  | INST |  | X |  | 00:00:00 | [7 empty] | ENVIRONMENT ONE CORPORATION | EXTREME SERIES AMGP | WH536395 |  | 2002 | C02 | 2002 | GRINDER | 1821010 | CM02_100 | C02 |  |  | ACTV | 2022-12-15 | PINTOM | 2016-02-11 | PHILLIPP | 2022-12-15 | M | E_GRINDER
10071942 | PUMP, GRINDER, E-ONE | E-S-S02-R-GDR-PUMP | [9 empty] | IE000000000010071942 | Grinder Spare Pumps |  |  |  |  | 0000000000 |  |  |  | EN |  |  | INST |  | X |  | 00:00:00 | [7 empty] | ENVIRONMENT ONE CORPORATION | EXTREME SERIES AMGP | WH559114 |  | 2002 |  | 2002 | GRINDER | 1821010 | FE02_100 | F02 |  |  | ACTV | 2022-11-30 | PINTOM | 2016-04-01 | PHILLIPP | 2022-11-30 | M | E_GRINDER | WH559114
10072675 | PUMP, GRINDER, E-ONE | E-S-S02-R-GDR-PUMP | [9 empty] | IE000000000010072675 | Grinder Spare Pumps |  |  |  |  | 0000000000 |  |  |  | EN |  |  | INST |  | X |  | 00:00:00 | [7 empty] | ENVIRONMENT ONE CORPORATION | EXTREME SERIES AMGP | WH328027 |  | 2002 |  | 2002 | GRINDER | 1821010 | FE02_100 | F02 |  |  | ACTV | 2022-11-30 | PINTOM | 2017-01-17 | PHILLIPP | 2022-11-30 | M | E_GRINDER | WH328027
10081228 | PUMP, GRINDER, E-ONE | E-S-S02-R-GDR-PUMP | [9 empty] | IE000000000010081228 | Grinder Spare Pumps |  |  |  |  | 0000000000 |  |  |  | EN |  |  | INST |  | X |  | 00:00:00 | [7 empty] | ENVIRONMENT ONE CORPORATION | EXTREME SERIES AMGP | WH734434 |  | 2002 |  | 2002 | GRINDER | 1821010 | FE02_100 | F02 |  |  | ACTV | 2022-11-30 | PINTOM | 2021-03-22 | PHILLIPP | 2022-11-30 | M | E_GRINDER | WH734434
10062429 | PUMP, 4" GODWIN,#08 | E-S-S02-V-FLT-PPMP | 2-1820-08 | [8 empty] | IE000000000010062429 | Portable pumps |  |  |  |  | 0000000000 |  |  |  | EN |  |  | INST |  | X |  | 00:00:00 |  |  | USD |  | 187415 |  |  | GODWIN | D4183 | 943716-8 |  | 2002 | F02 | 2002 | PORTPUMP | 1821010 | CM02_200 | V02 |  |  | ACTV | 2013-11-13 | DZIWULS2 | 2012-02-22 | PINTOM | 2017-01-12 | V | E_PORTPUMP
10062434 | PUMP, 4" GODWIN,#13 | E-S-S02-V-FLT-PPMP | 2-1820-13 | [8 empty] | IE000000000010062434 | Portable pumps |  |  |  |  | 0000000000 |  |  |  | EN |  |  | INST |  | X |  | 00:00:00 |  |  | USD |  | 213116 |  |  | GODWIN | CD100 | 9710921-8 |  | 2002 | F02 | 2002 | PORTPUMP | 1821010 | CM02_200 | V02 |  |  | ACTV | 2013-11-13 | DZIWULS2 | 2012-02-22 | PINTOM | 2017-01-12 | V | E_PORTPUMP
10062435 | PUMP, 6" GODWIN,#14 | E-S-S02-V-FLT-PPMP | 2-1820-14 | [8 empty] | IE000000000010062435 | Portable pumps |  |  |  |  | 0000000000 |  |  |  | EN |  |  | INST |  | X |  | 00:00:00 |  |  | USD |  | 231042 |  |  | GODWIN | CD1509503987-15 | T04039D535394 |  | 2002 | F02 | 2002 | PORTPUMP | 1821010 | CM02_200 | V02 |  |  | ACTV | 2013-11-13 | DZIWULS2 | 2012-02-22 | PINTOM | 2017-01-12 | V | E_PORTPUMP
10062438 | PUMP, 6" GODWIN,#17 | E-S-S02-V-FLT-PPMP | 2-1820-17 | [8 empty] | IE000000000010062438 | Portable pumps |  |  |  |  | 0000000000 |  |  |  | EN |  |  | INST |  | X |  | 00:00:00 |  |  | USD |  | 254513 |  |  | GODWIN |  | 0334221-19 |  | 2002 | F02 | 2002 | PORTPUMP | 1821010 | CM02_200 | V02 |  |  | ACTV | 2013-11-13 | DZIWULS2 | 2012-02-22 | PINTOM | 2017-01-12 | V | E_PORTPUMP
10062439 | PUMP, 10", GODWIN | E-S-S02-V-FLT-PPMP | 28266 | [8 empty] | IE000000000010062439 | Portable pumps |  |  |  |  | 0000000000 |  |  |  | EN |  |  | INST |  | X |  | 00:00:00 |  |  | USD |  | 264304 |  |  | GODWIN | CD250M | PE6068L118555 |  | 2002 | F02 | 2002 | PORTPUMP | 1821010 | CM02_200 | V02 |  |  | ACTV | 2016-06-20 | DZIWULS2 | 2012-02-22 | PINTOM | 2019-06-17 | V | E_PORTPUMP | SHARED
10072524 | PUMP, 2", HONDA, TRASH, GAS | E-S-S02-V-FLT-PPMP | [9 empty] | IE000000000010072524 | Portable pumps |  |  |  |  | 0000000000 |  |  |  | EN |  |  | INST |  | X |  | 00:00:00 |  |  | USD |  | 293788 | 41039254 | 0 | HONDA | WT20 | WAAJ-1110004 |  | 2002 | F02 | 2002 | PORTPUMP | 1821010 | CM02_200 | V02 |  |  | ACTV | 2022-05-11 | LALLIR | 2016-10-19 | CANESTRS | 2022-05-11 | M | E_PORTPUMP
10072525 | PUMP, 2", HONDA, TRASH, GAS | E-S-S02-V-FLT-PPMP | [9 empty] | IE000000000010072525 | Portable pumps |  |  |  |  | 0000000000 |  |  |  | EN |  |  | INST |  | X |  | 00:00:00 |  |  | USD |  | 293789 | 41039255 | 0 | HONDA | WT20 | WAAJ-1113728 |  | 2002 | F02 | 2002 | PORTPUMP | 1821010 | CM02_200 | V02 |  |  | ACTV | 2022-05-11 | LALLIR | 2016-10-19 | CANESTRS | 2022-05-11 | M | E_PORTPUMP
10073917 | PUMP, 3" HONDA, DIAPHRAGM | E-S-S02-V-FLT-PPMP | [9 empty] | IE000000000010073917 | Portable pumps |  |  |  |  | 0000000000 |  |  |  | EN |  |  | INST |  | X |  | 00:00:00 |  |  | USD |  | 293895 | 41043721 | 0 | HONDA | WDP 30XK2AT | WZCA-6202351 |  | 2002 | F02 | 2002 | PUMP | 1821010 | CM02_200 | V02 |  |  | ACTV | 2018-10-04 | PINTOM | 2018-10-04 |  |  | V | E_PORTPUMP
10073956 | PUMP,SUBMERSIBLE, GSP10 | E-S-S02-V-FLT-PPMP | [9 empty] | IE000000000010073956 | Portable pumps |  |  |  |  | 0000000000 |  |  |  | EN |  |  | INST |  | X |  | 00:00:00 |  |  | USD |  | 293919 | 41044990 | 0 | GODWIN | GSP-10-1 | 1785-732 |  | 2002 | F02 | 2002 | PUMP | 1821010 | CM02_200 | V02 |  |  | ACTV | 2018-11-16 | PINTOM | 2018-11-16 |  |  | M
10073957 | PUMP,SUBMERSIBLE, GSP10 | E-S-S02-V-FLT-PPMP | [9 empty] | IE000000000010073957 | Portable pumps |  |  |  |  | 0000000000 |  |  |  | EN |  |  | INST |  | X |  | 00:00:00 |  |  | USD |  | 293918 | 41044989 | 0 | GODWIN | GSP-10-1 | 1785-714 |  | 2002 | F02 | 2002 | PUMP | 1821010 | CM02_200 | V02 |  |  | ACTV | 2018-11-16 | PINTOM | 2018-11-16 |  |  | M
10079784 | PUMP, 2", POLY/PTFE | E-S-S02-V-FLT-PPMP | [9 empty] | IE000000000010079784 | Portable pumps |  |  |  |  | 0000000000 |  |  |  | EN |  |  | INST |  | X |  | 00:00:00 |  |  | USD |  | 293910 |  |  | SANDPIPER | 05313531 | 2376388 |  | 2002 | F02 | 2002 | PUMP | 1821010 | CM02_100 | V02 |  |  | ACTV | 2019-04-01 | PINTOM | 2019-04-01 |  |  | M | E_PUMP
10081256 | PUMP, 4" GODWIN,# 15 | E-S-S02-V-FLT-PPMP | [9 empty] | IE000000000010081256 | Portable pumps |  |  |  |  | 0000000000 |  |  |  | EN |  |  | INST |  | X |  | 00:00:00 |  |  | USD |  | 293966 | 41046808 | 0 | GODWIN | CD103M | 20089587-15 |  | 2002 | F02 | 2002 | PORTPUMP | 1821010 | CM02_200 | V02 |  |  | ACTV | 2021-04-13 | PINTOM | 2021-04-13 | PINTOM | 2021-04-13 | V | E_PORTPUMP
10081547 | PUMP,2",GODWIN , SUBMERSIBLE | E-S-S02-V-FLT-PPMP | [9 empty] | IE000000000010081547 | Portable pumps |  |  |  |  | 0000000000 |  |  |  | EN |  |  | INST |  | X |  | 00:00:00 |  |  | USD |  |  |  |  | GODWIN | GSP-10-1 | 2119-951 |  | 2002 | F02 | 2002 | PUMP | 1821010 | CM02_200 | V02 |  |  | ACTV | 2022-04-25 | PINTOM | 2022-04-25 | PINTOM | 2022-04-25 | M | E_PUMP
10081548 | PUMP, 2", GODWIN , SUBMERSIBLE | E-S-S02-V-FLT-PPMP | [9 empty] | IE000000000010081548 | Portable pumps |  |  |  |  | 0000000000 |  |  |  | EN |  |  | INST |  | X |  | 00:00:00 |  |  | USD |  |  |  |  | GODWIN | GSP-10-1 | 2119-933 |  | 2002 | F02 | 2002 | PUMP | 1821010 | CM02_200 | V02 |  |  | ACTV | 2022-04-25 | PINTOM | 2022-04-25 | PINTOM | 2022-04-25 | M | E_PUMP
10073918 | MONITOR, AIR SAMPLING PUMP | E-S-S02-V-SFT | [9 empty] | IE000000000010073918 | Safety Equipment |  |  |  |  | 0000000000 |  |  |  | EN |  |  | INST |  | X |  | 00:00:00 |  |  | USD |  |  |  |  | SENSIDYNE | GILLIAN BDX-11 | 20180402028 |  | 2002 | F02 | 2002 | MONITOR | 1821010 | FM02_100 | F02 |  |  | ACTV | 2018-10-04 | PINTOM | 2018-10-04 |  |  | M | E_MONITOR
10072371 | PUMP, DRUM, ELECTRIC | E-S-S02-V-TOO | [9 empty] | IE000000000010072371 | Tools |  |  |  |  | 0000000000 |  |  |  | EN |  |  | INST |  | X |  | 00:00:00 |  |  | USD | [5 empty] | M3 | 45726A06 |  | 2002 | F02 | 2002 | PUMP | 1821010 | OP02_100 | F02 |  |  | ACTV | 2016-09-16 | CURRENTJ | 2016-09-16 | CURRENTJ | 2016-09-16 | M | E_PUMP
10000834 | PUMP, GRIT | E-S-S02-X | 2-1158 | [8 empty] | IE000000000010000834 | Inactive/Scrap/Retired |  |  |  |  | 0000000000 |  |  |  | EN |  |  | INAC INST |  | X |  | 00:00:00 | [7 empty] | HAYWARD | XR3-10 | 265783 |  | 2002 |  | 2002 | PUMP | 1821010 |  |  |  |  | ACTV | 2016-09-09 | DZIWULS2 | 2012-02-22 | PINTOM | 2016-09-09 | M | E_PUMP
10000835 | MOTOR, GRIT PUMP | E-S-S02-X | 2-1158-M | [8 empty] | IE000000000010000835 | Inactive/Scrap/Retired |  |  |  |  | 0000000000 |  |  |  | EN |  |  | INAC INST |  | X |  | 00:00:00 | [7 empty] | TOSHIBA | 0054FTSA21A-P | S55021305 |  | 2002 |  | 2002 | MOTOR | 1821010 |  |  |  |  | ACTV | 2016-09-09 | DZIWULS2 | 2012-02-22 | PINTOM | 2016-09-09 | M | E_MOTOR
10000935 | PUMP, WASTE ACTIVATED SLUDGE (WAS) 1 (SO | E-S-S02-X | 2-1304 | [8 empty] | IE000000000010000935 | Inactive/Scrap/Retired |  |  |  |  | 0000000000 |  |  |  | EN |  |  | INAC INST |  | X |  | 00:00:00 | [7 empty] | CHESTERTON | 3X3-10 | 1480 |  | 2002 |  | 2002 | PUMP | 1821010 |  |  |  |  | ACTV | 2017-06-29 | DZIWULS2 | 2012-02-22 | CURRENTJ | 2017-06-29 | M | E_PUMP
10000936 | MOTOR, 1 WAS VORTEX PUMP | E-S-S02-X | 2-1304-M | [8 empty] | IE000000000010000936 | Inactive/Scrap/Retired |  |  |  |  | 0000000000 |  |  |  | EN |  |  | ASEQ |  | X |  | 00:00:00 | [7 empty] | TECO | TECO |  |  | 2002 |  | 2002 | MOTOR | 1821010 |  |  | 10000935 |  | ACTV | 2017-06-29 | DZIWULS2 | 2012-02-22 | CURRENTJ | 2017-06-29 | M | E_MOTOR
10000937 | PUMP, WASTE ACTIVATED SLUDGE (WAS) 2 (NO | E-S-S02-X | 2-1305 | [8 empty] | IE000000000010000937 | Inactive/Scrap/Retired |  |  |  |  | 0000000000 |  |  |  | EN |  |  | INAC INST |  | X |  | 00:00:00 | [7 empty] | CHESTERTON | 3X3-10 | 1523 |  | 2002 |  | 2002 | PUMP | 1821010 |  |  |  |  | ACTV | 2017-06-29 | DZIWULS2 | 2012-02-22 | CURRENTJ | 2017-06-29 | M | E_PUMP
10000938 | MOTOR, 2 WAS PUMP | E-S-S02-X | 2-1305-M | [8 empty] | IE000000000010000938 | Inactive/Scrap/Retired |  |  |  |  | 0000000000 |  |  |  | EN |  |  | ASEQ |  | X |  | 00:00:00 | [7 empty] | BALDOR | CM3708T | 37A02W828 |  | 2002 |  | 2002 | MOTOR | 1821010 |  |  | 10000937 |  | ACTV | 2017-06-29 | DZIWULS2 | 2012-02-22 | CURRENTJ | 2017-06-29 | M | E_MOTOR
10000939 | PUMP, WASTE ACTIVATED SLUDGE (WAS) 3 (EA | E-S-S02-X | 2-1306 | [8 empty] | IE000000000010000939 | Inactive/Scrap/Retired |  |  |  |  | 0000000000 |  |  |  | EN |  |  | INAC INST |  | X |  | 00:00:00 | [7 empty] | CHESTERTON | 4X4-12 | 8257A |  | 2002 |  | 2002 | PUMP | 1821010 |  |  |  |  | ACTV | 2017-06-29 | DZIWULS2 | 2012-02-22 | CURRENTJ | 2017-06-29 | M | E_PUMP
10000940 | MOTOR, 3 WAS PUMP | E-S-S02-X | 2-1306-M | [8 empty] | IE000000000010000940 | Inactive/Scrap/Retired |  |  |  |  | 0000000000 |  |  |  | EN |  |  | ASEQ |  | X |  | 00:00:00 | [7 empty] | TECO | TECO | GEH146420020 |  | 2002 |  | 2002 | MOTOR | 1821010 |  |  | 10000939 |  | ACTV | 2017-06-29 | DZIWULS2 | 2012-02-22 | CURRENTJ | 2017-06-29 | M | E_MOTOR
10000953 | PUMP, NETZSCH, THICKENED SLUDGE #1 | E-S-S02-X | 2-1313 | [8 empty] | IE000000000010000953 | Inactive/Scrap/Retired |  |  |  |  | 0000000000 |  |  |  | EN |  |  | INST |  | X |  | 00:00:00 | [7 empty] | NETZSCH | NE60A/CAVITY | 13471 |  | 2002 |  | 2002 | PUMP | 1821010 |  |  |  |  | ACTV | 2022-05-31 | DZIWULS2 | 2012-02-22 | PINTOM | 2022-05-31 | M | E_PUMP
10000954 | PUMP, NETZSCH, THICKENED SLUDGE #2 | E-S-S02-X | 2-1314 | [8 empty] | IE000000000010000954 | Inactive/Scrap/Retired |  |  |  |  | 0000000000 |  |  |  | EN |  |  | INST |  | X |  | 00:00:00 | [7 empty] | NETZSCH | NE60A/CAVITY | 13351 |  | 2002 |  | 2002 | PUMP | 1821010 |  |  |  |  | ACTV | 2022-05-31 | DZIWULS2 | 2012-02-22 | PINTOM | 2022-05-31 | M | E_PUMP
10000986 | PUMP, FILTER PRESS FEED, ABEL | E-S-S02-X | 2-1332 | [8 empty] | IE000000000010000986 | Inactive/Scrap/Retired |  |  |  |  | 0000000000 |  |  |  | EN |  |  | INST |  | X |  | 00:00:00 | [7 empty] | ABEL | R29.9-3/25 | 1126 |  | 2002 |  | 2002 | PUMP | 1821010 |  |  |  |  | ACTV | 2019-12-06 | DZIWULS2 | 2012-02-22 | PINTOM | 2019-12-06 | M | E_PUMP
10001128 | SWEETLAND RD. PUMP STATION | E-S-S02-X | 2-2000 | [8 empty] | IE000000000010001128 | Inactive/Scrap/Retired |  |  |  |  | 0000000000 |  |  |  | EN |  |  | DLFL INAC INST |  | X |  | 00:00:00 | [7 empty] | SMITH LOVELE |  |  |  | 2002 |  | 2002 |  | 1821010 |  |  |  |  | ACTV | 2013-03-12 | DZIWULS2 | 2012-02-22 | ZYNDAK | 2013-03-12 | M
10001129 | SWEETLAND RD. PUMP STATION BUILDING | E-S-S02-X | 2-2000-1 | [8 empty] | IE000000000010001129 | Inactive/Scrap/Retired |  |  |  |  | 0000000000 |  |  |  | EN |  |  | DLFL INAC INST |  | X |  | 00:00:00 | [11 empty] | 2002 |  | 2002 |  | 1821010 |  |  |  |  | ACTV | 2013-03-12 | DZIWULS2 | 2012-02-22 | ZYNDAK | 2013-03-12 | M
10001130 | SWEETLAND RD. PUMP 1 | E-S-S02-X | 2-2001 | [8 empty] | IE000000000010001130 | Inactive/Scrap/Retired |  |  |  |  | 0000000000 |  |  |  | EN |  |  | DLFL INAC INST |  | X |  | 00:00:00 | [11 empty] | 2002 |  | 2002 |  | 1821010 |  |  |  |  | ACTV | 2013-03-12 | DZIWULS2 | 2012-02-22 | ZYNDAK | 2013-03-12 | M
10001133 | SWEETLAND RD. PUMP 2 | E-S-S02-X | 2-2002 | [8 empty] | IE000000000010001133 | Inactive/Scrap/Retired |  |  |  |  | 0000000000 |  |  |  | EN |  |  | DLFL INAC INST |  | X |  | 00:00:00 | [7 empty] | SMITH LOVELE |  |  |  | 2002 |  | 2002 |  | 1821010 |  |  |  |  | ACTV | 2013-03-12 | DZIWULS2 | 2012-02-22 | ZYNDAK | 2013-03-12 | M
10001169 | PUMP, SUMP, DRYWELL | E-S-S02-X | 2-2011-SP | [8 empty] | IE000000000010001169 | Inactive/Scrap/Retired |  |  |  |  | 0000000000 |  |  |  | EN |  |  | DLFL INAC INST |  | X |  | 00:00:00 | [11 empty] | 2002 |  | 2002 |  | 1821010 |  |  |  |  | ACTV | 2013-03-12 | DZIWULS2 | 2012-02-22 | ZYNDAK | 2013-03-12 | M
10001199 | 18 MILE CREEK PUMP STATION | E-S-S02-X | 2-2500 | [8 empty] | IE000000000010001199 | Inactive/Scrap/Retired |  |  |  |  | 0000000000 |  |  |  | EN |  |  | DLFL INAC INST |  | X |  | 00:00:00 | [7 empty] | SMITH LOVELE | 8' 6" X 22' | 12-7038-H |  | 2002 |  | 2002 |  | 1821010 |  |  |  |  | ACTV | 2013-03-08 | DZIWULS2 | 2012-02-22 | ZYNDAK | 2013-03-08 | M
10001200 | 18 MILE CREEK PUMP STATION BUILDING | E-S-S02-X | [9 empty] | IE000000000010001200 | Inactive/Scrap/Retired |  |  |  |  | 0000000000 |  |  |  | EN |  |  | DLFL INAC INST |  | X |  | 00:00:00 | [11 empty] | 2002 |  | 2002 |  | 1821010 |  |  |  |  | ACTV | 2013-03-12 | DZIWULS2 | 2012-02-22 | MACNEILK | 2013-03-12 | M
10001245 | PUMP, SUMP | E-S-S02-X | [9 empty] | IE000000000010001245 | Inactive/Scrap/Retired |  |  |  |  | 0000000000 |  |  |  | EN |  |  | DLFL INAC INST |  | X |  | 00:00:00 | [7 empty] | HYDROMATIC | SKHS50 A1 |  |  | 2002 |  | 2002 |  | 1821010 |  |  |  |  | ACTV | 2013-03-12 | DZIWULS2 | 2012-02-22 | MACNEILK | 2013-03-12 | M
10001279 | PUMP STATION | E-S-S02-X | 2-3000 | [8 empty] | IE000000000010001279 | Inactive/Scrap/Retired |  |  |  |  | 0000000000 |  |  |  | EN |  |  | DLFL INAC INST |  | X |  | 00:00:00 | [7 empty] | SMITH LOVELE |  |  |  | 2002 |  | 2002 |  | 1821010 |  |  |  |  | ACTV | 2013-03-12 | DZIWULS2 | 2012-02-22 | ZYNDAK | 2013-03-12 | M
10001282 | PINEHURST PUMP 1 | E-S-S02-X | [9 empty] | IE000000000010001282 | Inactive/Scrap/Retired |  |  |  |  | 0000000000 |  |  |  | EN |  |  | DLFL INAC INST |  | X |  | 00:00:00 | [11 empty] | 2002 |  | 2002 |  | 1821010 |  |  |  |  | ACTV | 2013-03-12 | DZIWULS2 | 2012-02-22 | MACNEILK | 2013-03-12 | M
10001288 | PINEHURST PUMP 2 | E-S-S02-X | [9 empty] | IE000000000010001288 | Inactive/Scrap/Retired |  |  |  |  | 0000000000 |  |  |  | EN |  |  | DLFL INAC INST |  | X |  | 00:00:00 | [7 empty] | SMITH LOVELE |  |  |  | 2002 |  | 2002 |  | 1821010 |  |  |  |  | ACTV | 2013-03-12 | DZIWULS2 | 2012-02-22 | MACNEILK | 2013-03-12 | M
10001332 | PONTIAC RD. PUMP STATION | E-S-S02-X | 2-3500 | [8 empty] | IE000000000010001332 | Inactive/Scrap/Retired |  |  |  |  | 0000000000 |  |  |  | EN |  |  | DLFL INAC INST |  | X |  | 00:00:00 | [7 empty] | GORMAN RUPP |  | 94-1169-LE |  | 2002 |  | 2002 |  | 1821010 |  |  |  |  | ACTV | 2013-03-12 | DZIWULS2 | 2012-02-22 | ZYNDAK | 2013-03-12 | M
10001333 | PONTIAC RD. PUMP STATION BUILDING | E-S-S02-X | 2-3500-1 | [8 empty] | IE000000000010001333 | Inactive/Scrap/Retired |  |  |  |  | 0000000000 |  |  |  | EN |  |  | DLFL INAC INST |  | X |  | 00:00:00 | [11 empty] | 2002 |  | 2002 |  | 1821010 |  |  |  |  | ACTV | 2013-03-12 | DZIWULS2 | 2012-02-22 | ZYNDAK | 2013-03-12 | M
10001334 | PONTIAC RD. - PUMP 1 - DUPLICATE | E-S-S02-X | 2-3501 | [8 empty] | IE000000000010001334 | Inactive/Scrap/Retired |  |  |  |  | 0000000000 |  |  |  | EN |  |  | DLFL INAC INST |  | X |  | 00:00:00 | [7 empty] | GORMAN RUPP |  |  |  | 2002 |  | 2002 |  | 1821010 |  |  |  |  | ACTV | 2013-03-12 | DZIWULS2 | 2012-02-22 | MACNEILK | 2013-03-12 | M
10001337 | PONTIAC RD. - PUMP 2 - DUPLICATE | E-S-S02-X | 2-3502 | [8 empty] | IE000000000010001337 | Inactive/Scrap/Retired |  |  |  |  | 0000000000 |  |  |  | EN |  |  | DLFL INAC INST |  | X |  | 00:00:00 | [7 empty] | GORMAN RUPP |  |  |  | 2002 |  | 2002 |  | 1821010 |  |  |  |  | ACTV | 2013-03-12 | DZIWULS2 | 2012-02-22 | MACNEILK | 2013-03-12 | M
10001558 | PUMP STATION | E-S-S02-X | 2-5000 | [8 empty] | IE000000000010001558 | Inactive/Scrap/Retired |  |  |  |  | 0000000000 |  |  |  | EN |  |  | DLFL INAC INST |  | X |  | 00:00:00 | [11 empty] | 2002 |  | 2002 |  | 1821010 |  |  |  |  | ACTV | 2013-03-12 | DZIWULS2 | 2012-02-22 | ZYNDAK | 2013-03-12 | M
10001561 | PUMP 1, SUBMERSIBLE | E-S-S02-X | 2-5001 | [8 empty] | IE000000000010001561 | Inactive/Scrap/Retired |  |  |  |  | 0000000000 |  |  |  | EN |  |  | INST |  | X |  | 00:00:00 | [7 empty] | FLYGT | CS-3101 |  |  | 2002 |  | 2002 | PUMP | 1821010 |  |  |  |  | ACTV | 2015-07-16 | DZIWULS2 | 2012-02-22 | PINTOM | 2015-07-16 | M | E_PUMP
10001562 | PUMP 2, SUBMERSIBLE | E-S-S02-X | 2-5002 | [8 empty] | IE000000000010001562 | Inactive/Scrap/Retired |  |  |  |  | 0000000000 |  |  |  | EN |  |  | INST |  | X |  | 00:00:00 | [7 empty] | FLYGT | CS-3101 |  |  | 2002 |  | 2002 | PUMP | 1821010 |  |  |  |  | ACTV | 2015-07-16 | DZIWULS2 | 2012-02-22 | PINTOM | 2015-07-16 | M | E_PUMP
10001593 | NORTH CREEK PUMP STATION | E-S-S02-X | 2-5500 | [8 empty] | IE000000000010001593 | Inactive/Scrap/Retired |  |  |  |  | 0000000000 |  |  |  | EN |  |  | DLFL INAC INST |  | X |  | 00:00:00 | [11 empty] | 2002 |  | 2002 |  | 1821010 |  |  |  |  | ACTV | 2013-03-12 | DZIWULS2 | 2012-02-22 | ZYNDAK | 2013-03-12 | M
10001594 | NORTH CREEK PUMP STATION BUILDING | E-S-S02-X | 2-5500-1 | [8 empty] | IE000000000010001594 | Inactive/Scrap/Retired |  |  |  |  | 0000000000 |  |  |  | EN |  |  | DLFL INAC INST |  | X |  | 00:00:00 | [11 empty] | 2002 |  | 2002 |  | 1821010 |  |  |  |  | ACTV | 2013-03-12 | DZIWULS2 | 2012-02-22 | ZYNDAK | 2013-03-12 | M
10001595 | PUMP 1, SUBMERSIBLE | E-S-S02-X | 2-5501 | [8 empty] | IE000000000010001595 | Inactive/Scrap/Retired |  |  |  |  | 0000000000 |  |  |  | EN |  |  | INST |  | X |  | 00:00:00 | [7 empty] | FLYGT | CS-3101 |  |  | 2002 |  | 2002 | PUMP | 1821010 |  |  |  |  | ACTV | 2015-07-16 | DZIWULS2 | 2012-02-22 | PINTOM | 2015-07-16 | M | E_PUMP
10001596 | PUMP 2, SUBMERSIBLE | E-S-S02-X | 2-5502 | [8 empty] | IE000000000010001596 | Inactive/Scrap/Retired |  |  |  |  | 0000000000 |  |  |  | EN |  |  | INST |  | X |  | 00:00:00 | [7 empty] | FLYGT | CS-3101 |  |  | 2002 |  | 2002 | PUMP | 1821010 |  |  |  |  | ACTV | 2015-07-16 | DZIWULS2 | 2012-02-22 | PINTOM | 2015-07-16 | M | E_PUMP
10001610 | PUMP STATION | E-S-S02-X | 2-6000 | [8 empty] | IE000000000010001610 | Inactive/Scrap/Retired |  |  |  |  | 0000000000 |  |  |  | EN |  |  | DLFL INAC INST |  | X |  | 00:00:00 | [11 empty] | 2002 |  | 2002 |  | 1821010 |  |  |  |  | ACTV | 2013-03-08 | DZIWULS2 | 2012-02-22 | ZYNDAK | 2013-03-08 | M
10001611 | BRANT FARNHAM PUMP STATION BUILDING | E-S-S02-X | 2-6000-1 | [8 empty] | IE000000000010001611 | Inactive/Scrap/Retired |  |  |  |  | 0000000000 |  |  |  | EN |  |  | DLFL INAC INST |  | X |  | 00:00:00 | [11 empty] | 2002 |  | 2002 |  | 1821010 |  |  |  |  | ACTV | 2013-03-07 | DZIWULS2 | 2012-02-22 | ZYNDAK | 2013-03-07 | M
10001645 | PUMP STATION | E-S-S02-X | 2-6500 | [8 empty] | IE000000000010001645 | Inactive/Scrap/Retired |  |  |  |  | 0000000000 |  |  |  | EN |  |  | DLFL INAC INST |  | X |  | 00:00:00 | [11 empty] | 2002 |  | 2002 |  | 1821010 |  |  |  |  | ACTV | 2013-03-08 | DZIWULS2 | 2012-02-22 | ZYNDAK | 2013-03-08 | M
10001948 | PUMP STATION, SHORECLIFF | E-S-S02-X | 2-7000 | [8 empty] | IE000000000010001948 | Inactive/Scrap/Retired |  |  |  |  | 0000000000 |  |  |  | EN |  |  | DLFL INAC INST |  | X |  | 00:00:00 | [11 empty] | 2002 |  | 2002 |  | 1821010 |  |  |  |  | ACTV | 2013-03-12 | DZIWULS2 | 2012-02-22 | ZYNDAK | 2013-03-12 | M
10001951 | PUMP, SPARE, SHORECLIFF | E-S-S02-X | 2-7001 | [8 empty] | IE000000000010001951 | Inactive/Scrap/Retired |  |  |  |  | 0000000000 |  |  |  | EN |  |  | INST |  | X |  | 00:00:00 | [7 empty] | WILO | FA10.34E | 650001585 |  | 2002 |  | 2002 | PUMP | 1821010 |  |  |  |  | ACTV | 2020-04-08 | DZIWULS2 | 2012-02-22 | PINTOM | 2020-04-08 | M | E_PUMP
10002075 | HERR RD (STA 8) PUMP STATION | E-S-S02-X | 2-7500 | [8 empty] | IE000000000010002075 | Inactive/Scrap/Retired |  |  |  |  | 0000000000 |  |  |  | EN |  |  | DLFL INAC INST |  | X |  | 00:00:00 | [11 empty] | 2002 |  | 2002 |  | 1821010 |  |  |  |  | ACTV | 2013-03-12 | DZIWULS2 | 2012-02-22 | ZYNDAK | 2013-03-12 | M
10002083 | PUMP STATION | E-S-S02-X | [9 empty] | IE000000000010002083 | Inactive/Scrap/Retired |  |  |  |  | 0000000000 |  |  |  | EN |  |  | DLFL INAC INST |  | X |  | 00:00:00 | [11 empty] | 2002 |  | 2002 |  | 1821010 |  |  |  |  | ACTV | 2013-03-12 | DZIWULS2 | 2012-02-22 | MACNEILK | 2013-03-12 | M
10002085 | PUMP 1 | E-S-S02-X | 2-8001 | [8 empty] | IE000000000010002085 | Inactive/Scrap/Retired |  |  |  |  | 0000000000 |  |  |  | EN |  |  | INST |  | X |  | 00:00:00 | [7 empty] | HYDROMATIC | SH 750 M3-4 |  |  | 2002 |  | 2002 | PUMP | 1821010 |  |  |  |  | ACTV | 2020-09-21 | DZIWULS2 | 2012-02-22 | PINTOM | 2020-09-21 | M | E_PUMP
10002086 | PUMP 2 | E-S-S02-X | 2-8002 | [8 empty] | IE000000000010002086 | Inactive/Scrap/Retired |  |  |  |  | 0000000000 |  |  |  | EN |  |  | INST |  | X |  | 00:00:00 | [7 empty] | HYDROMATIC | 6 HP SUBMERSIBLE |  |  | 2002 |  | 2002 | PUMP | 1821010 |  |  |  |  | ACTV | 2020-09-21 | DZIWULS2 | 2012-02-22 | PINTOM | 2020-09-21 | M | E_PUMP
10002124 | PUMP STATION | E-S-S02-X | 2-8500 | [8 empty] | IE000000000010002124 | Inactive/Scrap/Retired |  |  |  |  | 0000000000 |  |  |  | EN |  |  | DLFL INAC INST |  | X |  | 00:00:00 | [11 empty] | 2002 |  | 2002 |  | 1821010 |  |  |  |  | ACTV | 2013-03-12 | DZIWULS2 | 2012-02-22 | ZYNDAK | 2013-03-12 | M
10002140 | PUMP STATION | E-S-S02-X | 2-9000 | [8 empty] | IE000000000010002140 | Inactive/Scrap/Retired |  |  |  |  | 0000000000 |  |  |  | EN |  |  | DLFL INAC INST |  | X |  | 00:00:00 | [11 empty] | 2002 |  | 2002 |  | 1821010 |  |  |  |  | ACTV | 2013-03-12 | DZIWULS2 | 2012-02-22 | ZYNDAK | 2013-03-12 | M
10002158 | SCHREINER RD. PUMP STATION | E-S-S02-X | 2-9500 | [8 empty] | IE000000000010002158 | Inactive/Scrap/Retired |  |  |  |  | 0000000000 |  |  |  | EN |  |  | DLFL INAC INST |  | X |  | 00:00:00 | [7 empty] | USEMCO | SP500SP | 2197N |  | 2002 |  | 2002 |  | 1821010 |  |  |  |  | ACTV | 2013-03-12 | DZIWULS2 | 2012-02-22 | ZYNDAK | 2013-03-12 | M
10002179 | PUMP STATION | E-S-S02-X | 2-9700 | [8 empty] | IE000000000010002179 | Inactive/Scrap/Retired |  |  |  |  | 0000000000 |  |  |  | EN |  |  | DLFL INAC INST |  | X |  | 00:00:00 | [7 empty] | USEMCO | 2014-102 | 4078NE |  | 2002 |  | 2002 |  | 1821010 |  |  |  |  | ACTV | 2013-03-12 | DZIWULS2 | 2012-02-22 | ZYNDAK | 2013-03-12 | M
10002180 | PUMP 1, SUBMERSIBLE | E-S-S02-X | [9 empty] | IE000000000010002180 | Inactive/Scrap/Retired |  |  |  |  | 0000000000 |  |  |  | EN |  |  | DLFL INAC INST |  | X |  | 00:00:00 | [11 empty] | 2002 |  | 2002 |  | 1821010 |  |  |  |  | ACTV | 2013-12-11 | DZIWULS2 | 2012-02-22 | ZYNDAK | 2013-12-11 | M
10002181 | PUMP 2, SUBMERSIBLE | E-S-S02-X | [9 empty] | IE000000000010002181 | Inactive/Scrap/Retired |  |  |  |  | 0000000000 |  |  |  | EN |  |  | INST |  | X |  | 00:00:00 | [11 empty] | 2002 |  | 2002 |  | 1821010 |  |  |  |  | ACTV | 2013-12-11 | DZIWULS2 | 2012-02-22 | ZYNDAK | 2013-12-11 | M
10004491 | PUMP, WASHWATER, SANDFILTER, SOUTH | E-S-S02-X | [9 empty] | IE000000000010004491 | Inactive/Scrap/Retired |  |  |  |  | 0000000000 |  |  |  | EN |  |  | INST |  | X |  | 00:00:00 | [11 empty] | 2002 |  | 2002 | GENL | 1821010 |  |  |  |  | ACTV | 2020-04-29 | DZIWULS2 | 2012-02-22 | PINTOM | 2020-04-29 | M | E_PUMP
10004561 | MOTOR, INF, PUMP 2 | E-S-S02-X | SAP000231 | [8 empty] | IE000000000010004561 | Inactive/Scrap/Retired |  |  |  |  | 0000000000 |  |  |  | EN |  |  | DLFL INAC INST |  | X |  | 00:00:00 | [7 empty] | MARATHON | 1K 444UKDS99CC | 41814400-9/15 |  | 2002 |  | 2002 |  | 1821010 |  |  |  |  | ACTV | 2013-11-19 | DZIWULS2 | 2012-02-22 | ZYNDAK | 2013-11-19 | M
10004562 | MOTOR, INF, PUMP 3 | E-S-S02-X | SAP000232 | [8 empty] | IE000000000010004562 | Inactive/Scrap/Retired |  |  |  |  | 0000000000 |  |  |  | EN |  |  | DLFL INAC INST |  | X |  | 00:00:00 | [7 empty] | MARATHON | 1K 444UKDS99CC W | 41814350-9/14 |  | 2002 |  | 2002 |  | 1821010 |  |  |  |  | ACTV | 2013-11-19 | DZIWULS2 | 2012-02-22 | ZYNDAK | 2013-11-19 | M
10004563 | MOTOR, PLANT WATER PUMP 1 | E-S-S02-X | SAP000233 | [8 empty] | IE000000000010004563 | Inactive/Scrap/Retired |  |  |  |  | 0000000000 |  |  |  | EN |  |  | ASEQ |  | X |  | 00:00:00 | [7 empty] | US ELECTRIC | 7220-BEM |  |  | 2002 |  | 2002 | MOTOR | 1821010 |  |  | 10004596 |  | ACTV | 2013-12-20 | DZIWULS2 | 2012-02-22 | CAREYK | 2013-12-20 | M | E_MOTOR
10004571 | MOTOR, FECL3, PUMP 1, 2, 3 | E-S-S02-X | SAP000241 | [8 empty] | IE000000000010004571 | Inactive/Scrap/Retired |  |  |  |  | 0000000000 |  |  |  | EN |  |  | INST |  | X |  | 00:00:00 | [11 empty] | 2002 |  | 2002 | GENL | 1821010 |  |  |  |  | ACTV | 2017-03-29 | DZIWULS2 | 2012-02-22 | KAMINSKK | 2017-03-29 | M | E_MOTOR
10004573 | MOTOR, INF, PUMP 4 | E-S-S02-X | SAP000243 | [8 empty] | IE000000000010004573 | Inactive/Scrap/Retired |  |  |  |  | 0000000000 |  |  |  | EN |  |  | DLFL INAC INST |  | X |  | 00:00:00 | [7 empty] | MARATHON | 1K 444UKDS99CC W | 41428520-9/12 |  | 2002 |  | 2002 |  | 1821010 |  |  |  |  | ACTV | 2013-11-19 | DZIWULS2 | 2012-02-22 | ZYNDAK | 2013-11-19 | M
10004575 | MOTOR, PLANT WATER PUMP 5 | E-S-S02-X | SAP000245 | [8 empty] | IE000000000010004575 | Inactive/Scrap/Retired |  |  |  |  | 0000000000 |  |  |  | EN |  |  | ASEQ |  | X |  | 00:00:00 | [7 empty] | GE | 5K364DT6007020 |  |  | 2002 |  | 2002 | MOTOR | 1821010 |  |  | 10004599 |  | ACTV | 2013-12-20 | DZIWULS2 | 2012-02-22 | CAREYK | 2013-12-20 | M | E_MOTOR
10004576 | MOTOR, PLANT WATER PUMP 4 | E-S-S02-X | SAP000246 | [8 empty] | IE000000000010004576 | Inactive/Scrap/Retired |  |  |  |  | 0000000000 |  |  |  | EN |  |  | ASEQ |  | X |  | 00:00:00 | [11 empty] | 2002 |  | 2002 | MOTOR | 1821010 |  |  | 10004600 |  | ACTV | 2013-12-20 | DZIWULS2 | 2012-02-22 | CAREYK | 2013-12-20 | M | E_MOTOR
10004579 | MOTOR, PLANT WATER PUMP 3 | E-S-S02-X | SAP000249 | [8 empty] | IE000000000010004579 | Inactive/Scrap/Retired |  |  |  |  | 0000000000 |  |  |  | EN |  |  | ASEQ |  | X |  | 00:00:00 | [7 empty] | US ELECTRIC | 7220-BEM |  |  | 2002 |  | 2002 | MOTOR | 1821010 |  |  | 10004598 |  | ACTV | 2013-12-20 | DZIWULS2 | 2012-02-22 | CAREYK | 2013-12-20 | M | E_MOTOR
10004581 | MOTOR, SCREW PUMP FEEDER | E-S-S02-X | SAP000251 | [8 empty] | IE000000000010004581 | Inactive/Scrap/Retired |  |  |  |  | 0000000000 |  |  |  | EN |  |  | DLFL INAC INST |  | X |  | 00:00:00 | [7 empty] | US ELECTRIC | ID #RY09-Y2350423-GT |  |  | 2002 |  | 2002 |  | 1821010 |  |  |  |  | ACTV | 2013-11-19 | DZIWULS2 | 2012-02-22 | ZYNDAK | 2013-11-19 | M
10004585 | MOTOR, GRIT PUMP | E-S-S02-X | SAP000255 | [8 empty] | IE000000000010004585 | Inactive/Scrap/Retired |  |  |  |  | 0000000000 |  |  |  | EN |  |  | INST |  | X |  | 00:00:00 | [7 empty] | TOSHIBA | 0054FTSA21A-P | S55021305 |  | 2002 |  | 2002 | MOTOR | 1821010 |  |  |  |  | ACTV | 2013-11-19 | DZIWULS2 | 2012-02-22 | ZYNDAK | 2013-11-19 | M | E_MOTOR
10004586 | MOTOR, PLANT WATER PUMP 2 | E-S-S02-X | SAP000256 | [8 empty] | IE000000000010004586 | Inactive/Scrap/Retired |  |  |  |  | 0000000000 |  |  |  | EN |  |  | ASEQ |  | X |  | 00:00:00 | [7 empty] | US ELECTRIC | 7220-BEM |  |  | 2002 |  | 2002 | MOTOR | 1821010 |  |  | 10004597 |  | ACTV | 2013-12-20 | DZIWULS2 | 2012-02-22 | CAREYK | 2013-12-20 | M | E_MOTOR
10004596 | PUMP 1, PLANT WATER | E-S-S02-X | SAP000266 | [8 empty] | IE000000000010004596 | Inactive/Scrap/Retired |  |  |  |  | 0000000000 |  |  |  | EN |  |  | INST |  | X |  | 00:00:00 | [11 empty] | 2002 |  | 2002 | PUMP | 1821010 |  |  |  |  | ACTV | 2013-12-20 | DZIWULS2 | 2012-02-22 | CURRENTJ | 2014-05-01 | M
10004597 | PUMP 2, PLANT WATER | E-S-S02-X | SAP000267 | [8 empty] | IE000000000010004597 | Inactive/Scrap/Retired |  |  |  |  | 0000000000 |  |  |  | EN |  |  | INST |  | X |  | 00:00:00 | [11 empty] | 2002 |  | 2002 | PUMP | 1821010 |  |  |  |  | ACTV | 2013-12-20 | DZIWULS2 | 2012-02-22 | CURRENTJ | 2014-05-01 | M
10004598 | PUMP 3, PLANT WATER | E-S-S02-X | SAP000268 | [8 empty] | IE000000000010004598 | Inactive/Scrap/Retired |  |  |  |  | 0000000000 |  |  |  | EN |  |  | INST |  | X |  | 00:00:00 | [11 empty] | 2002 |  | 2002 | PUMP | 1821010 |  |  |  |  | ACTV | 2013-12-20 | DZIWULS2 | 2012-02-22 | CURRENTJ | 2014-05-01 | M
10004599 | PUMP 5, PLANT WATER | E-S-S02-X | SAP000269 | [8 empty] | IE000000000010004599 | Inactive/Scrap/Retired |  |  |  |  | 0000000000 |  |  |  | EN |  |  | INST |  | X |  | 00:00:00 | [7 empty] | ? |  |  |  | 2002 |  | 2002 | PUMP | 1821010 |  |  |  |  | ACTV | 2013-12-20 | DZIWULS2 | 2012-02-22 | CURRENTJ | 2014-05-01 | M
10004600 | PUMP 4, PLANT WATER | E-S-S02-X | SAP000270 | [8 empty] | IE000000000010004600 | Inactive/Scrap/Retired |  |  |  |  | 0000000000 |  |  |  | EN |  |  | INST |  | X |  | 00:00:00 | [11 empty] | 2002 |  | 2002 | PUMP | 1821010 |  |  |  |  | ACTV | 2013-12-20 | DZIWULS2 | 2012-02-22 | CURRENTJ | 2014-05-01 | M
10004618 | PUMP 3, HYPO | E-S-S02-X | SAP000288 | [8 empty] | IE000000000010004618 | Inactive/Scrap/Retired |  |  |  |  | 0000000000 |  |  |  | EN |  |  | DLFL INAC INST |  | X |  | 00:00:00 | [7 empty] | WATSON-MARLOW/BREDEL | 624Di/R | E120511 |  | 2002 |  | 2002 |  | 1821010 |  |  |  |  | ACTV | 2013-11-19 | DZIWULS2 | 2012-02-22 | ZYNDAK | 2013-11-19 | M
10004621 | PUMP, THICKENER | E-S-S02-X | SAP000291 | [8 empty] | IE000000000010004621 | Inactive/Scrap/Retired |  |  |  |  | 0000000000 |  |  |  | EN |  |  | INST |  | X |  | 00:00:00 | [7 empty] | NETZSCH |  |  |  | 2002 |  | 2002 | GENL | 1821010 |  |  |  |  | ACTV | 2022-10-10 | DZIWULS2 | 2012-02-22 | PHILLIPP | 2022-10-10 | M | E_PUMP
10004622 | PUMP 2, HYPO | E-S-S02-X | SAP000292 | [8 empty] | IE000000000010004622 | Inactive/Scrap/Retired |  |  |  |  | 0000000000 |  |  |  | EN |  |  | DLFL INAC INST |  | X |  | 00:00:00 | [7 empty] | WATSON-MARLOW/BREDEL | 624Di/R | E120513 |  | 2002 |  | 2002 |  | 1821010 |  |  |  |  | ACTV | 2013-11-19 | DZIWULS2 | 2012-02-22 | ZYNDAK | 2013-11-19 | M
10004623 | PUMP 1, HYPO | E-S-S02-X | SAP000293 | [8 empty] | IE000000000010004623 | Inactive/Scrap/Retired |  |  |  |  | 0000000000 |  |  |  | EN |  |  | DLFL INAC INST |  | X |  | 00:00:00 | [7 empty] | WATSON-MARLOW/BREDEL | 624Di/R | E120512 |  | 2002 |  | 2002 |  | 1821010 |  |  |  |  | ACTV | 2013-11-19 | DZIWULS2 | 2012-02-22 | ZYNDAK | 2013-11-19 | M
10004624 | PUMP 1, GRIT | E-S-S02-X | SAP000294 | [8 empty] | IE000000000010004624 | Inactive/Scrap/Retired |  |  |  |  | 0000000000 |  |  |  | EN |  |  | INST |  | X |  | 00:00:00 | [11 empty] | 2002 |  | 2002 | PUMP | 1821010 |  |  |  |  | ACTV | 2013-11-19 | DZIWULS2 | 2012-02-22 | CURRENTJ | 2014-05-01 | M
10004628 | PUMP, WASTE SLUDGE | E-S-S02-X | SAP000298 | [8 empty] | IE000000000010004628 | Inactive/Scrap/Retired |  |  |  |  | 0000000000 |  |  |  | EN |  |  | INST |  | X |  | 00:00:00 | [11 empty] | 2002 |  | 2002 | PUMP | 1821010 |  |  |  |  | ACTV | 2013-12-19 | DZIWULS2 | 2012-02-22 | CURRENTJ | 2014-05-01 | M
10004629 | PUMP, THICKENER, EAST | E-S-S02-X | SAP000299 | [8 empty] | IE000000000010004629 | Inactive/Scrap/Retired |  |  |  |  | 0000000000 |  |  |  | EN |  |  | INST |  | X |  | 00:00:00 | [11 empty] | 2002 |  | 2002 | GENL | 1821010 |  |  |  |  | ACTV | 2022-10-10 | DZIWULS2 | 2012-02-22 | PHILLIPP | 2022-10-10 | M | E_PUMP
10004632 | PUMP 1, INFLUENT | E-S-S02-X | SAP000302 | [8 empty] | IE000000000010004632 | Inactive/Scrap/Retired |  |  |  |  | 0000000000 |  |  |  | EN |  |  | INST |  | X |  | 00:00:00 | [11 empty] | 2002 |  | 2002 | PUMP | 1821010 |  |  |  |  | ACTV | 2013-11-19 | DZIWULS2 | 2012-02-22 | CURRENTJ | 2014-05-01 | M
10004633 | PUMP 4, INFLUENT | E-S-S02-X | SAP000303 | [8 empty] | IE000000000010004633 | Inactive/Scrap/Retired |  |  |  |  | 0000000000 |  |  |  | EN |  |  | DLFL INAC INST |  | X |  | 00:00:00 | [7 empty] | ENVIROTECH | H12K-SS-H4S | 9411765-3 |  | 2002 |  | 2002 |  | 1821010 |  |  |  |  | ACTV | 2013-11-19 | DZIWULS2 | 2012-02-22 | ZYNDAK | 2013-11-19 | M
10004634 | PUMP 3, INFLUENT | E-S-S02-X | SAP000304 | [8 empty] | IE000000000010004634 | Inactive/Scrap/Retired |  |  |  |  | 0000000000 |  |  |  | EN |  |  | DLFL INAC INST |  | X |  | 00:00:00 | [7 empty] | ENVIROTECH | H12K-SS-H4S | 9411765-3 |  | 2002 |  | 2002 |  | 1821010 |  |  |  |  | ACTV | 2013-11-19 | DZIWULS2 | 2012-02-22 | ZYNDAK | 2013-11-19 | M
10004635 | PUMP 2, INFLUENT | E-S-S02-X | SAP000305 | [8 empty] | IE000000000010004635 | Inactive/Scrap/Retired |  |  |  |  | 0000000000 |  |  |  | EN |  |  | DLFL INAC INST |  | X |  | 00:00:00 | [7 empty] | ENVIROTECH | H12K-SS-H4S | 9411765-2 |  | 2002 |  | 2002 |  | 1821010 |  |  |  |  | ACTV | 2013-11-19 | DZIWULS2 | 2012-02-22 | ZYNDAK | 2013-11-19 | M
10062422 | PUMP, 2" GORMAN RUPP, #01 | E-S-S02-X | 2-1820-01 | [8 empty] | IE000000000010062422 | Inactive/Scrap/Retired |  |  |  |  | 0000000000 |  |  |  | EN |  |  | INAC INST |  | X |  | 00:00:00 |  |  | USD |  | 187286 |  |  | GORMAN RUPP | 1202-S8D2 | 627633 |  | 2002 |  | 2002 | PORTPUMP | 1821010 |  |  |  |  | ACTV | 2018-04-16 | DZIWULS2 | 2012-02-22 | PINTOM | 2018-04-16 | V | E_PORTPUMP
10062423 | PUMP, 2" GORMAN RUPP, #02 | E-S-S02-X | 2-1820-02 | [8 empty] | IE000000000010062423 | Inactive/Scrap/Retired |  |  |  |  | 0000000000 |  |  |  | EN |  |  | INST |  | X |  | 00:00:00 |  |  | USD |  | 206915 |  |  | GORMAN RUPP | 12D13 | 885780 |  | 2002 |  | 2002 | PORTPUMP | 1821010 |  |  |  |  | ACTV | 2017-12-01 | DZIWULS2 | 2012-02-22 | CURRENTJ | 2017-12-01 | V | E_PORTPUMP
10062424 | PUMP, 2" PACER, #03 | E-S-S02-X | 2-1820-03 | [8 empty] | IE000000000010062424 | Inactive/Scrap/Retired |  |  |  |  | 0000000000 |  |  |  | EN |  |  | INAC INST |  | X |  | 00:00:00 |  |  | USD |  | 206982 |  |  | PACER | I1F325-683-643A | CODE 34761 |  | 2002 |  | 2002 | PORTPUMP | 1821010 |  |  |  |  | ACTV | 2016-05-04 | DZIWULS2 | 2012-02-22 | PINTOM | 2016-05-04 | V | E_PORTPUMP
10062425 | PUMP, 2" TSURUMI, #04 | E-S-S02-X | 2-1820-04 | [8 empty] | IE000000000010062425 | Inactive/Scrap/Retired |  |  |  |  | 0000000000 |  |  |  | EN |  |  | INST |  | X |  | 00:00:00 |  |  | USD |  | 213266 |  |  | TSURUMI | EPT2-50HA | 27096 GX160 |  | 2002 |  | 2002 | PORTPUMP | 1821010 |  |  |  |  | ACTV | 2018-12-17 | DZIWULS2 | 2012-02-22 | PINTOM | 2018-12-17 | V | E_PORTPUMP
10062426 | PUMP, 3" GORMAN-RUPP, DIAPHRAGM, #05 | E-S-S02-X | 2-1820-05 | [8 empty] | IE000000000010062426 | Inactive/Scrap/Retired |  |  |  |  | 0000000000 |  |  |  | EN |  |  | INAC INST |  | X |  | 00:00:00 |  |  | USD |  | 206991 |  |  | GORMAN RUPP | 4D-K161P | 607898 |  | 2002 |  | 2002 | PORTPUMP | 1821010 |  |  |  |  | ACTV | 2016-05-04 | DZIWULS2 | 2012-02-22 | PINTOM | 2016-05-04 | V | E_PORTPUMP
10062427 | DELETE PUMP, 4" CARTER, #06 | E-S-S02-X | [9 empty] | IE000000000010062427 | Inactive/Scrap/Retired |  |  |  |  | 0000000000 |  |  |  | EN |  |  | DLFL INAC INST |  | X |  | 00:00:00 |  |  | USD |  | 206805 |  |  | CARTER | 4OT-1-VE4D | MQX-39 |  | 2002 |  | 2002 |  | 1821010 |  |  |  |  | ACTV | 2013-03-12 | DZIWULS2 | 2012-02-22 | MACNEILK | 2013-03-12 | V | E_SCRAP
10062428 | PUMP, 4" CH & E, DIAGRAPHM, #07 | E-S-S02-X | 2-1820-07 | [8 empty] | IE000000000010062428 | Inactive/Scrap/Retired |  |  |  |  | 0000000000 |  |  |  | EN |  |  | INST |  | X |  | 00:00:00 |  |  | USD |  | 206806 |  |  | CH & E | 5AR-6 | GD7888 |  | 2002 |  | 2002 | PORTPUMP | 1821010 |  |  |  |  | ACTV | 2018-12-17 | DZIWULS2 | 2012-02-22 | PINTOM | 2018-12-17 | V | E_PORTPUMP
10062430 | DELETE PUMP, 4" GORMAN RUPP, 4", #09 | E-S-S02-X | 2-1820-09 | [8 empty] | IE000000000010062430 | Inactive/Scrap/Retired |  |  |  |  | 0000000000 |  |  |  | EN |  |  | DLFL INAC INST |  | X |  | 00:00:00 |  |  | USD |  | 206990 |  |  | GORMAN RUPP | 14A2-VH4D S/G | 610478 |  | 2002 |  | 2002 |  | 1821010 |  |  |  |  | ACTV | 2013-01-30 | DZIWULS2 | 2012-02-22 | MACNEILK | 2013-03-12 | V | E_SCRAP
10062431 | DELETE PUMP, 4" GORMAN RUPP, #10 | E-S-S02-X | [9 empty] | IE000000000010062431 | Inactive/Scrap/Retired |  |  |  |  | 0000000000 |  |  |  | EN |  |  | DLFL INAC INST |  | X |  | 00:00:00 |  |  | USD |  | 206992 |  |  | GORMAN RUPP | 1482-VH4D S/G | 628913 |  | 2002 |  | 2002 |  | 1821010 |  |  |  |  | ACTV | 2013-03-12 | DZIWULS2 | 2012-02-22 | MACNEILK | 2013-03-12 | V | E_SCRAP
10062432 | PUMP, 4" GORMAN RUPP, CENTRIFUGAL, #11 | E-S-S02-X | 2-1820-11 | [8 empty] | IE000000000010062432 | Inactive/Scrap/Retired |  |  |  |  | 0000000000 |  |  |  | EN |  |  | INST |  | X |  | 00:00:00 |  |  | USD |  | 206993 |  |  | GORMAN RUPP | 14C2-VH4D S/G | 628911 |  | 2002 |  | 2002 | PORTPUMP | 1821010 |  |  |  |  | ACTV | 2018-12-17 | DZIWULS2 | 2012-02-22 | PINTOM | 2018-12-17 | V | E_PORTPUMP
10062433 | DELETE PUMP, 4" GORMAN RUPP, #12 | E-S-S02-X | [9 empty] | IE000000000010062433 | Inactive/Scrap/Retired |  |  |  |  | 0000000000 |  |  |  | EN |  |  | DLFL INAC INST |  | X |  | 00:00:00 |  |  | USD |  | 508399 |  |  | GORMAN RUPP | 14A2-K321P S/6 | 893182 |  | 2002 |  | 2002 |  | 1821010 |  |  |  |  | ACTV | 2013-03-12 | DZIWULS2 | 2012-02-22 | MACNEILK | 2013-03-12 | V | E_SCRAP
10062436 | DELETE PUMP, 6" PEABODY BARNES, #15 | E-S-S02-X | 2-1820-15 | [8 empty] | IE000000000010062436 | Inactive/Scrap/Retired |  |  |  |  | 0000000000 |  |  |  | EN |  |  | DLFL INAC INST |  | X |  | 00:00:00 |  |  | USD |  | 206971 |  |  | PEABODYBARNE | 6TCCDF-5 | 66097-F-281 |  | 2002 |  | 2002 |  | 1821010 |  |  |  |  | ACTV | 2013-01-30 | DZIWULS2 | 2012-02-22 | MACNEILK | 2013-03-12 | V | E_SCRAP
10062437 | DELETE PUMP, 6" GORMAN RUPP, #16 | E-S-S02-X | [9 empty] | IE000000000010062437 | Inactive/Scrap/Retired |  |  |  |  | 0000000000 |  |  |  | EN |  |  | DLFL INAC INST |  | X |  | 00:00:00 |  |  | USD |  | 508400 |  |  | GORMAN RUPP | 16A2-F2L | 896108 |  | 2002 |  | 2002 |  | 1821010 |  |  |  |  | ACTV | 2013-03-12 | DZIWULS2 | 2012-02-22 | MACNEILK | 2013-03-12 | V | E_SCRAP
10063257 | PUMP, GRINDER, MYERS | E-S-S02-X | 209G002A | [8 empty] | IE000000000010063257 | Inactive/Scrap/Retired |  |  |  |  | 0000000000 |  |  |  | EN |  |  | INST |  | X |  | 00:00:00 | [8 empty] | WG20 SIMPLEX |  |  | 2002 |  | 2002 | GRINDER | 1821010 |  |  |  |  | ACTV | 2018-07-10 | DZIWULS2 | 2012-03-02 | PINTOM | 2018-07-10 | M | E_GRINDER
10063258 | PUMP, GRINDER, MYERS | E-S-S02-X | 209G003A | [8 empty] | IE000000000010063258 | Inactive/Scrap/Retired |  |  |  |  | 0000000000 |  |  |  | EN |  |  | INAC INST |  | X |  | 00:00:00 | [8 empty] | WG20 SIMPLEX |  |  | 2002 |  | 2002 | GRINDER | 1821010 |  |  |  |  | ACTV | 2019-02-20 | DZIWULS2 | 2012-03-02 | PINTOM | 2019-02-20 | M | E_GRINDER
10063259 | PUMP, GRINDER, MYERS | E-S-S02-X | 209G004A | [8 empty] | IE000000000010063259 | Inactive/Scrap/Retired |  |  |  |  | 0000000000 |  |  |  | EN |  |  | INST |  | X |  | 00:00:00 | [8 empty] | WG20 SIMPLEX |  |  | 2002 |  | 2002 | GRINDER | 1821010 |  |  |  |  | ACTV | 2017-01-20 | DZIWULS2 | 2012-03-02 | PINTOM | 2017-01-20 | M | E_GRINDER
10063260 | PUMP, GRINDER, MYERS | E-S-S02-X | 209G005A | [8 empty] | IE000000000010063260 | Inactive/Scrap/Retired |  |  |  |  | 0000000000 |  |  |  | EN |  |  | INAC INST |  | X |  | 00:00:00 | [8 empty] | WG20 SIMPLEX |  |  | 2002 |  | 2002 | GRINDER | 1821010 |  |  |  |  | ACTV | 2016-07-19 | DZIWULS2 | 2012-03-02 | PINTOM | 2016-07-19 | M | E_GRINDER
10063262 | PUMP, GRINDER, MYERS | E-S-S02-X | 209G007A | [8 empty] | IE000000000010063262 | Inactive/Scrap/Retired |  |  |  |  | 0000000000 |  |  |  | EN |  |  | INAC INST |  | X |  | 00:00:00 | [8 empty] | WG20 SIMPLEX |  |  | 2002 |  | 2002 | GRINDER | 1821010 |  |  |  |  | ACTV | 2018-06-22 | DZIWULS2 | 2012-03-02 | PINTOM | 2018-06-22 | M | E_GRINDER
10063266 | ABS GRINDER PUMP | E-S-S02-X | 211G001A | [8 empty] | IE000000000010063266 | Inactive/Scrap/Retired |  |  |  |  | 0000000000 |  |  |  | EN |  |  | INST |  | X |  | 00:00:00 | [8 empty] | SIMPLEX |  |  | 2002 |  | 2002 |  | 1821010 |  |  |  |  | ACTV | 2013-09-30 | DZIWULS2 | 2012-03-02 | ZYNDAK | 2013-09-30 | M
10063267 | PUMP, GRINDER, ABC, #1 | E-S-S02-X | 212G001A | [8 empty] | IE000000000010063267 | Inactive/Scrap/Retired |  |  |  |  | 0000000000 |  |  |  | EN |  |  | INST |  | X |  | 00:00:00 | [8 empty] | DUPLEX |  |  | 2002 |  | 2002 | GRINDER | 1821010 |  |  |  |  | ACTV | 2016-07-19 | DZIWULS2 | 2012-03-02 | PINTOM | 2016-07-19 | M | E_GRINDER
10063268 | ABS GRINDER PUMP | E-S-S02-X | 212G002A | [8 empty] | IE000000000010063268 | Inactive/Scrap/Retired |  |  |  |  | 0000000000 |  |  |  | EN |  |  | INST |  | X |  | 00:00:00 | [8 empty] | SIMPLEX |  |  | 2002 |  | 2002 | GRINDER | 1821010 |  |  |  |  | ACTV | 2014-08-14 | DZIWULS2 | 2012-03-02 | PINTOM | 2014-08-14 | M | E_GRINDER
10063269 | ABS GRINDER PUMP | E-S-S02-X | 212G003A | [8 empty] | IE000000000010063269 | Inactive/Scrap/Retired |  |  |  |  | 0000000000 |  |  |  | EN |  |  | INST |  | X |  | 00:00:00 | [8 empty] | SIMPLEX |  |  | 2002 |  | 2002 | GRINDER | 1821010 |  |  |  |  | ACTV | 2014-11-05 | DZIWULS2 | 2012-03-02 | PINTOM | 2014-11-05 | M | E_GRINDER
10063270 | ABS GRINDER PUMP | E-S-S02-X | 212G004A | [8 empty] | IE000000000010063270 | Inactive/Scrap/Retired |  |  |  |  | 0000000000 |  |  |  | EN |  |  | DLFL INAC INST |  | X |  | 00:00:00 | [8 empty] | SIMPLEX |  |  | 2002 |  | 2002 |  | 1821010 |  |  |  |  | ACTV | 2013-03-12 | DZIWULS2 | 2012-03-02 | MACNEILK | 2013-03-12 | M
10063271 | ABS GRINDER PUMP | E-S-S02-X | 212G005A | [8 empty] | IE000000000010063271 | Inactive/Scrap/Retired |  |  |  |  | 0000000000 |  |  |  | EN |  |  | INAC INST |  | X |  | 00:00:00 | [8 empty] | SIMPLEX |  |  | 2002 |  | 2002 | GRINDER | 1821010 |  |  |  |  | ACTV | 2015-07-24 | DZIWULS2 | 2012-03-02 | PINTOM | 2015-07-24 | M | E_GRINDER
10063272 | ABS GRINDER PUMP | E-S-S02-X | 212G006A | [8 empty] | IE000000000010063272 | Inactive/Scrap/Retired |  |  |  |  | 0000000000 |  |  |  | EN |  |  | INST |  | X |  | 00:00:00 | [8 empty] | SIMPLEX |  |  | 2002 |  | 2002 | GRINDER | 1821010 |  |  |  |  | ACTV | 2013-05-22 | DZIWULS2 | 2012-03-02 | ZYNDAK | 2013-05-22 | M | E_GRINDER
10063274 | ABS GRINDER PUMP | E-S-S02-X | 212G008A | [8 empty] | IE000000000010063274 | Inactive/Scrap/Retired |  |  |  |  | 0000000000 |  |  |  | EN |  |  | INST |  | X |  | 00:00:00 | [8 empty] | SIMPLEX |  |  | 2002 |  | 2002 | GRINDER | 1821010 |  |  |  |  | ACTV | 2015-06-11 | DZIWULS2 | 2012-03-02 | PINTOM | 2015-06-11 | M | E_GRINDER
10063275 | ABS GRINDER PUMP | E-S-S02-X | 212G009A | [8 empty] | IE000000000010063275 | Inactive/Scrap/Retired |  |  |  |  | 0000000000 |  |  |  | EN |  |  | INST |  | X |  | 00:00:00 | [8 empty] | SIMPLEX |  |  | 2002 |  | 2002 | GRINDER | 1821010 |  |  |  |  | ACTV | 2014-08-08 | DZIWULS2 | 2012-03-02 | PINTOM | 2014-08-08 | M | E_GRINDER
10063276 | ABS GRINDER PUMP | E-S-S02-X | 216G001A | [8 empty] | IE000000000010063276 | Inactive/Scrap/Retired |  |  |  |  | 0000000000 |  |  |  | EN |  |  | INST |  | X |  | 00:00:00 | [8 empty] | SIMPLEX |  |  | 2002 |  | 2002 | GRINDER | 1821010 |  |  |  |  | ACTV | 2013-05-22 | DZIWULS2 | 2012-03-02 | ZYNDAK | 2013-05-22 | M | E_GRINDER
10063277 | ABS GRINDER PUMP | E-S-S02-X | 206G002A | [8 empty] | IE000000000010063277 | Inactive/Scrap/Retired |  |  |  |  | 0000000000 |  |  |  | EN |  |  | INST |  | X |  | 00:00:00 | [8 empty] | SIMPLEX |  |  | 2002 |  | 2002 | GRINDER | 1821010 |  |  |  |  | ACTV | 2014-09-15 | DZIWULS2 | 2012-03-02 | PINTOM | 2014-09-15 | M | E_GRINDER
10063278 | ABS GRINDER PUMP | E-S-S02-X | 216G003A | [8 empty] | IE000000000010063278 | Inactive/Scrap/Retired |  |  |  |  | 0000000000 |  |  |  | EN |  |  | DLFL INAC INST |  | X |  | 00:00:00 | [8 empty] | SIMPLEX |  |  | 2002 |  | 2002 |  | 1821010 |  |  |  |  | ACTV | 2013-03-05 | DZIWULS2 | 2012-03-02 | MACNEILK | 2013-03-12 | M
10063279 | ABS GRINDER PUMP | E-S-S02-X | 206G004A | [8 empty] | IE000000000010063279 | Inactive/Scrap/Retired |  |  |  |  | 0000000000 |  |  |  | EN |  |  | INST |  | X |  | 00:00:00 | [8 empty] | SIMPLEX |  |  | 2002 |  | 2002 | GRINDER | 1821010 |  |  |  |  | ACTV | 2015-06-26 | DZIWULS2 | 2012-03-02 | PINTOM | 2015-06-26 | M | E_GRINDER
10063281 | ABS GRINDER PUMP | E-S-S02-X | 216G006A | [8 empty] | IE000000000010063281 | Inactive/Scrap/Retired |  |  |  |  | 0000000000 |  |  |  | EN |  |  | INST |  | X |  | 00:00:00 | [8 empty] | SIMPLEX |  |  | 2002 |  | 2002 | GRINDER | 1821010 |  |  |  |  | ACTV | 2015-06-09 | DZIWULS2 | 2012-03-02 | PINTOM | 2015-06-09 | M | E_GRINDER
10063282 | PUMP, GRINDER, ABC | E-S-S02-X | 216G007A | [8 empty] | IE000000000010063282 | Inactive/Scrap/Retired |  |  |  |  | 0000000000 |  |  |  | EN |  |  | INAC INST |  | X |  | 00:00:00 | [8 empty] | SIMPLEX |  |  | 2002 |  | 2002 | GRINDER | 1821010 |  |  |  |  | ACTV | 2018-03-21 | DZIWULS2 | 2012-03-02 | PINTOM | 2018-03-21 | M | E_GRINDER
10063283 | ABS GRINDER PUMP | E-S-S02-X | 216G008A | [8 empty] | IE000000000010063283 | Inactive/Scrap/Retired |  |  |  |  | 0000000000 |  |  |  | EN |  |  | DLFL INAC INST |  | X |  | 00:00:00 | [8 empty] | SIMPLEX |  |  | 2002 |  | 2002 |  | 1821010 |  |  |  |  | ACTV | 2013-03-12 | DZIWULS2 | 2012-03-02 | MACNEILK | 2013-03-12 | M
10063284 | PEABODY BARNES GRINDER PUMP | E-S-S02-X | 215G001A | [8 empty] | IE000000000010063284 | Inactive/Scrap/Retired |  |  |  |  | 0000000000 |  |  |  | EN |  |  | DLFL INAC INST |  | X |  | 00:00:00 | [8 empty] | 2 HP |  |  | 2002 |  | 2002 |  | 1821010 |  |  |  |  | ACTV | 2013-06-27 | DZIWULS2 | 2012-03-02 | ZYNDAK | 2013-06-27 | M
10063285 | PEABODY BARNES GRINDER PUMP | E-S-S02-X | 215G002A | [8 empty] | IE000000000010063285 | Inactive/Scrap/Retired |  |  |  |  | 0000000000 |  |  |  | EN |  |  | INST |  | X |  | 00:00:00 | [8 empty] | 2 HP |  |  | 2002 |  | 2002 | GRINDER | 1821010 |  |  |  |  | ACTV | 2013-10-24 | DZIWULS2 | 2012-03-02 | ZYNDAK | 2013-10-24 | M | E_GRINDER
10063286 | PEABODY BARNES GRINDER PUMP | E-S-S02-X | 215G003A | [8 empty] | IE000000000010063286 | Inactive/Scrap/Retired |  |  |  |  | 0000000000 |  |  |  | EN |  |  | DLFL INAC INST |  | X |  | 00:00:00 | [8 empty] | 2 HP |  |  | 2002 |  | 2002 |  | 1821010 |  |  |  |  | ACTV | 2013-06-26 | DZIWULS2 | 2012-03-02 | ZYNDAK | 2013-06-26 | M
10063289 | PEABODY BARNES GRINDER PUMP | E-S-S02-X | 215G006A | [8 empty] | IE000000000010063289 | Inactive/Scrap/Retired |  |  |  |  | 0000000000 |  |  |  | EN |  |  | DLFL INAC INST |  | X |  | 00:00:00 | [8 empty] | 2 HP |  |  | 2002 |  | 2002 |  | 1821010 |  |  |  |  | ACTV | 2013-09-13 | DZIWULS2 | 2012-03-02 | ZYNDAK | 2013-09-13 | M
10063291 | PUMP, GRINDER, PEABODY BARNES | E-S-S02-X | 215G008A | [8 empty] | IE000000000010063291 | Inactive/Scrap/Retired |  |  |  |  | 0000000000 |  |  |  | EN |  |  | INST |  | X |  | 00:00:00 | [8 empty] | 2 HP |  |  | 2002 |  | 2002 | GRINDER | 1821010 |  |  |  |  | ACTV | 2020-02-20 | DZIWULS2 | 2012-03-02 | PINTOM | 2020-02-20 | M | E_GRINDER
10063293 | PEABODY BARNES GRINDER PUMP | E-S-S02-X | 215G010A | [8 empty] | IE000000000010063293 | Inactive/Scrap/Retired |  |  |  |  | 0000000000 |  |  |  | EN |  |  | DLFL INAC INST |  | X |  | 00:00:00 | [8 empty] | 2 HP |  |  | 2002 |  | 2002 |  | 1821010 |  |  |  |  | ACTV | 2013-03-12 | DZIWULS2 | 2012-03-02 | MACNEILK | 2013-03-12 | M
10063294 | PEABODY BARNES GRINDER PUMP | E-S-S02-X | 215G011A | [8 empty] | IE000000000010063294 | Inactive/Scrap/Retired |  |  |  |  | 0000000000 |  |  |  | EN |  |  | DLFL INAC INST |  | X |  | 00:00:00 | [8 empty] | 2 HP |  |  | 2002 |  | 2002 |  | 1821010 |  |  |  |  | ACTV | 2013-06-27 | DZIWULS2 | 2012-03-02 | ZYNDAK | 2013-06-27 | M
10063295 | PUMP, GRINDER, PEABODY BARNES | E-S-S02-X | 215G012A | [8 empty] | IE000000000010063295 | Inactive/Scrap/Retired |  |  |  |  | 0000000000 |  |  |  | EN |  |  | INAC INST |  | X |  | 00:00:00 | [8 empty] | 2 HP |  |  | 2002 |  | 2002 | GRINDER | 1821010 |  |  |  |  | ACTV | 2016-03-22 | DZIWULS2 | 2012-03-02 | PINTOM | 2016-03-22 | M | E_GRINDER
10063296 | PEABODY BARNES GRINDER PUMP | E-S-S02-X | 215G013A | [8 empty] | IE000000000010063296 | Inactive/Scrap/Retired |  |  |  |  | 0000000000 |  |  |  | EN |  |  | DLFL INAC INST |  | X |  | 00:00:00 | [8 empty] | 2 HP |  |  | 2002 |  | 2002 |  | 1821010 |  |  |  |  | ACTV | 2013-03-12 | DZIWULS2 | 2012-03-02 | MACNEILK | 2013-03-12 | M
10063297 | PEABODY BARNES GRINDER PUMP | E-S-S02-X | 215G014A | [8 empty] | IE000000000010063297 | Inactive/Scrap/Retired |  |  |  |  | 0000000000 |  |  |  | EN |  |  | DLFL INAC INST |  | X |  | 00:00:00 | [8 empty] | 2 HP |  |  | 2002 |  | 2002 |  | 1821010 |  |  |  |  | ACTV | 2013-06-12 | DZIWULS2 | 2012-03-02 | ZYNDAK | 2013-06-12 | M
10063299 | PEABODY BARNES GRINDER PUMP | E-S-S02-X | 215G016A | [8 empty] | IE000000000010063299 | Inactive/Scrap/Retired |  |  |  |  | 0000000000 |  |  |  | EN |  |  | INST |  | X |  | 00:00:00 | [8 empty] | 2 HP |  |  | 2002 |  | 2002 |  | 1821010 |  |  |  |  | ACTV | 2013-09-11 | DZIWULS2 | 2012-03-02 | ZYNDAK | 2013-09-11 | M
10063303 | PEABODY BARNES GRINDER PUMP | E-S-S02-X | 215G021A | [8 empty] | IE000000000010063303 | Inactive/Scrap/Retired |  |  |  |  | 0000000000 |  |  |  | EN |  |  | DLFL INAC INST |  | X |  | 00:00:00 | [8 empty] | 2 HP |  |  | 2002 |  | 2002 |  | 1821010 |  |  |  |  | ACTV | 2013-03-12 | DZIWULS2 | 2012-03-02 | MACNEILK | 2013-03-12 | M
10063305 | PEABODY BARNES GRINDER PUMP | E-S-S02-X | 215G023A | [8 empty] | IE000000000010063305 | Inactive/Scrap/Retired |  |  |  |  | 0000000000 |  |  |  | EN |  |  | INAC INST |  | X |  | 00:00:00 | [8 empty] | 2 HP |  |  | 2002 |  | 2002 | GRINDER | 1821010 |  |  |  |  | ACTV | 2014-09-03 | DZIWULS2 | 2012-03-02 | PINTOM | 2014-09-03 | M | E_GRINDER
10063317 | PUMP, GRINDER, E-ONE | E-S-S02-X | 215G035A | [8 empty] | IE000000000010063317 | Inactive/Scrap/Retired |  |  |  |  | 0000000000 |  |  |  | EN |  |  | INST |  | X |  | 00:00:00 | [7 empty] | ENVIRONMENT ONE CORPORATION | EXTREME SERIES AMGP | WH368914 |  | 2002 |  | 2002 | GRINDER | 1821010 |  |  |  |  | ACTV | 2020-12-04 | DZIWULS2 | 2012-03-02 | PINTOM | 2020-12-04 | M | E_GRINDER
10063324 | PUMP, GRINDER, E-ONE | E-S-S02-X | 215G042A | [8 empty] | IE000000000010063324 | Inactive/Scrap/Retired |  |  |  |  | 0000000000 |  |  |  | EN |  |  | INAC INST |  | X |  | 00:00:00 | [7 empty] | ENVIRONMENT ONE CORPORATION | EXTREME SERIES AMGP | WH340361 |  | 2002 |  | 2002 | GRINDER | 1821010 |  |  |  |  | ACTV | 2018-01-19 | DZIWULS2 | 2012-03-02 | CURRENTJ | 2018-01-19 | M | E_GRINDER
10063328 | PUMP, GRINDER, PEABODY BARNES | E-S-S02-X | 215G047A | [8 empty] | IE000000000010063328 | Inactive/Scrap/Retired |  |  |  |  | 0000000000 |  |  |  | EN |  |  | INST |  | X |  | 00:00:00 | [8 empty] | 2 HP |  |  | 2002 |  | 2002 | GRINDER | 1821010 |  |  |  |  | ACTV | 2020-01-13 | DZIWULS2 | 2012-03-02 | PINTOM | 2020-01-13 | M | E_GRINDER
10063330 | PUMP, GRINDER, PEABODY BARNES | E-S-S02-X | 215G049A | [8 empty] | IE000000000010063330 | Inactive/Scrap/Retired |  |  |  |  | 0000000000 |  |  |  | EN |  |  | INST |  | X |  | 00:00:00 | [8 empty] | 2 HP |  |  | 2002 |  | 2002 | GRINDER | 1821010 |  |  |  |  | ACTV | 2021-10-25 | DZIWULS2 | 2012-03-02 | PINTOM | 2021-10-25 | M | E_GRINDER
10063331 | PEABODY BARNES GRINDER PUMP | E-S-S02-X | 215G050A | [8 empty] | IE000000000010063331 | Inactive/Scrap/Retired |  |  |  |  | 0000000000 |  |  |  | EN |  |  | INST |  | X |  | 00:00:00 | [8 empty] | 2 HP |  |  | 2002 |  | 2002 | GRINDER | 1821010 |  |  |  |  | ACTV | 2014-06-27 | DZIWULS2 | 2012-03-02 | PINTOM | 2014-06-27 | M | E_GRINDER
10063334 | PUMP, GRINDER, E-ONE | E-S-S02-X | 215G054A | [8 empty] | IE000000000010063334 | Inactive/Scrap/Retired |  |  |  |  | 0000000000 |  |  |  | EN |  |  | INST |  | X |  | 00:00:00 | [7 empty] | ENVIRONMENT ONE CORPORATION | EXTREME SERIES AMGP | WH340365 |  | 2002 |  | 2002 | GRINDER | 1821010 |  |  |  |  | ACTV | 2021-06-10 | DZIWULS2 | 2012-03-02 | PINTOM | 2021-06-10 | M | E_GRINDER
10063338 | PEABODY BARNES GRINDER PUMP | E-S-S02-X | 215G058A | [8 empty] | IE000000000010063338 | Inactive/Scrap/Retired |  |  |  |  | 0000000000 |  |  |  | EN |  |  | INST |  | X |  | 00:00:00 | [8 empty] | 2 HP |  |  | 2002 |  | 2002 | GRINDER | 1821010 |  |  |  |  | ACTV | 2014-06-30 | DZIWULS2 | 2012-03-02 | PINTOM | 2014-06-30 | M | E_GRINDER
10063340 | PEABODY BARNES GRINDER PUMP | E-S-S02-X | 215G060A | [8 empty] | IE000000000010063340 | Inactive/Scrap/Retired |  |  |  |  | 0000000000 |  |  |  | EN |  |  | DLFL INAC INST |  | X |  | 00:00:00 | [8 empty] | 2 HP |  |  | 2002 |  | 2002 |  | 1821010 |  |  |  |  | ACTV | 2013-03-12 | DZIWULS2 | 2012-03-02 | MACNEILK | 2013-03-12 | M
10063341 | PEABODY BARNES GRINDER PUMP | E-S-S02-X | 215G061A | [8 empty] | IE000000000010063341 | Inactive/Scrap/Retired |  |  |  |  | 0000000000 |  |  |  | EN |  |  | DLFL INAC INST |  | X |  | 00:00:00 | [8 empty] | 2 HP |  |  | 2002 |  | 2002 |  | 1821010 |  |  |  |  | ACTV | 2013-03-12 | DZIWULS2 | 2012-03-02 | MACNEILK | 2013-03-12 | M
10063346 | PEABODY BARNES GRINDER PUMP | E-S-S02-X | 215G066A | [8 empty] | IE000000000010063346 | Inactive/Scrap/Retired |  |  |  |  | 0000000000 |  |  |  | EN |  |  | INST |  | X |  | 00:00:00 | [8 empty] | 2 HP |  |  | 2002 |  | 2002 | GRINDER | 1821010 |  |  |  |  | ACTV | 2014-05-07 | DZIWULS2 | 2012-03-02 | PINTOM | 2014-05-07 | M | E_GRINDER
10063347 | PEABODY BARNES GRINDER PUMP | E-S-S02-X | 215G067A | [8 empty] | IE000000000010063347 | Inactive/Scrap/Retired |  |  |  |  | 0000000000 |  |  |  | EN |  |  | INST |  | X |  | 00:00:00 | [8 empty] | 2 HP |  |  | 2002 |  | 2002 | GRINDER | 1821010 |  |  |  |  | ACTV | 2014-10-07 | DZIWULS2 | 2012-03-02 | PINTOM | 2014-10-07 | M | E_GRINDER
10063349 | PEABODY BARNES GRINDER PUMP | E-S-S02-X | 215G069A | [8 empty] | IE000000000010063349 | Inactive/Scrap/Retired |  |  |  |  | 0000000000 |  |  |  | EN |  |  | DLFL INAC INST |  | X |  | 00:00:00 | [8 empty] | 2 HP |  |  | 2002 |  | 2002 |  | 1821010 |  |  |  |  | ACTV | 2013-09-13 | DZIWULS2 | 2012-03-02 | ZYNDAK | 2013-09-13 | M
10063372 | PUMP, GRINDER, ABC, #2 | E-S-S02-X | 212G001B | [8 empty] | IE000000000010063372 | Inactive/Scrap/Retired |  |  |  |  | 0000000000 |  |  |  | EN |  |  | INST |  | X |  | 00:00:00 | [8 empty] | DUPLEX |  |  | 2002 |  | 2002 | GRINDER | 1821010 |  |  |  |  | ACTV | 2016-07-19 | DZIWULS2 | 2012-03-02 | PINTOM | 2016-07-19 | M | E_GRINDER
10066677 | PUMP STATION SUCTION LINE | E-S-S02-X | [9 empty] | IE000000000010066677 | Inactive/Scrap/Retired |  |  |  |  | 0000000000 |  |  |  | EN |  |  | DLFL INAC INST |  | X |  | 00:00:00 | [11 empty] | 2002 |  | 2002 | GENL | 1821010 |  |  |  |  | ACTV | 2013-06-28 | DZIWULS2 | 2012-03-21 | PINTOM | 2013-07-01 | M
10068268 | PUMP, GRINDER, E-ONE | E-S-S02-X | SAP80202 | [8 empty] | IE000000000010068268 | Inactive/Scrap/Retired |  |  |  |  | 0000000000 |  |  |  | EN |  |  | INAC INST |  | X |  | 00:00:00 | [7 empty] | ENVIRONMENT ONE CORPORATION | EXTREME SERIES AMGP | WH432091 |  | 2002 |  | 2002 | GRINDER | 1821010 |  |  |  |  | ACTV | 2016-12-05 | DZIWULS2 | 2012-03-22 | PINTOM | 2016-12-05 | M | E_GRINDER
10068791 | PUMP, SHORECLIFF | E-S-S02-X | [9 empty] | IE000000000010068791 | Inactive/Scrap/Retired |  |  |  |  | 0000000000 |  |  |  | EN |  |  | INAC INST |  | X |  | 00:00:00 | [7 empty] | WILO EMU | FA10.34E | 650001584 |  | 2002 |  | 2002 | PUMP | 1821010 |  |  |  |  | ACTV | 2015-10-09 | ZYNDAK | 2013-05-20 | PINTOM | 2015-10-09 | M | E_PUMP
10068897 | PUMP, GRINDER, E-ONE | E-S-S02-X | [9 empty] | IE000000000010068897 | Inactive/Scrap/Retired |  |  |  |  | 0000000000 |  |  |  | EN |  |  | INST |  | X |  | 00:00:00 | [7 empty] | ENVIRONMENT ONE CORPORATION | EXTREME SERIES AMGP | WH460453 |  | 2002 |  | 2002 | GRINDER | 1821010 |  |  |  |  | ACTV | 2019-11-29 | ZYNDAK | 2013-06-25 | PINTOM | 2019-11-29 | M | E_GRINDER
10069112 | PUMP, HYDRAULIC, VICKERS | E-S-S02-X | [9 empty] | IE000000000010069112 | Inactive/Scrap/Retired |  |  |  |  | 0000000000 |  |  |  | EN |  |  | ASEQ |  | X |  | 00:00:00 | [7 empty] | VICKERS |  |  |  | 2002 |  | 2002 | PUMP | 1821010 |  |  | 10000986 |  | ACTV | 2019-12-06 | HERSEYT2 | 2013-08-22 | PINTOM | 2019-12-06 | M | E_PUMP
10070402 | PUMP, GRINDER, E-ONE | E-S-S02-X | [9 empty] | IE000000000010070402 | Inactive/Scrap/Retired |  |  |  |  | 0000000000 |  |  |  | EN |  |  | INST |  | X |  | 00:00:00 | [7 empty] | ENVIRONMENT ONE CORPORATION | EXTREME SERIES AMGP |  |  | 2002 |  | 2002 | GRINDER | 1821010 |  |  |  |  | ACTV | 2017-03-24 | PINTOM | 2014-09-15 | PINTOM | 2017-03-24 | M | E_GRINDER
10071677 | PUMP, GRINDER, SPARE, GROVE PS | E-S-S02-X | [9 empty] | IE000000000010071677 | Inactive/Scrap/Retired |  |  |  |  | 0000000000 |  |  |  | EN |  |  | INST |  | X |  | 00:00:00 | [7 empty] | E-ONE | 2000 SERIES | A131442 |  | 2002 |  | 2002 | GRINDER | 1821010 | FM02_100 | F02 |  |  | ACTV | 2022-04-29 | PINTOM | 2015-07-27 | PINTOM | 2022-04-29 | M | E_GRINDER
10071678 | PUMP, GRINDER, SPARE, GROVE PS | E-S-S02-X | [9 empty] | IE000000000010071678 | Inactive/Scrap/Retired |  |  |  |  | 0000000000 |  |  |  | EN |  |  | INAC INST |  | X |  | 00:00:00 | [7 empty] | E-ONE | 2000 SERIES | A131443 |  | 2002 |  | 2002 | GRINDER | 1821010 | FM02_100 | F02 |  |  | ACTV | 2016-08-03 | PINTOM | 2015-07-27 | PINTOM | 2016-08-03 | M | E_GRINDER
10071679 | PUMP | E-S-S02-X | [9 empty] | IE000000000010071679 | Inactive/Scrap/Retired |  |  |  |  | 0000000000 |  |  |  | EN |  |  | DLFL INAC INST |  | X |  | 00:00:00 | [11 empty] | 2002 |  | 2002 | GRINDER | 1821010 | FM02_100 | F02 |  |  | ACTV | 2015-10-12 | PINTOM | 2015-07-27 | PINTOM | 2015-10-12 | M | E_GRINDER
10080223 | PUMP, GRINDER, E-ONE | E-S-S02-X | [9 empty] | IE000000000010080223 | Inactive/Scrap/Retired |  |  |  |  | 0000000000 |  |  |  | EN |  |  | INST |  | X |  | 00:00:00 | [7 empty] | ENVIRONMENT ONE CORPORATION | EXTREME SERIES AMGP | WH536404 |  | 2002 |  | 2002 | GRINDER | 1821010 |  |  |  |  | ACTV | 2022-09-29 | PINTOM | 2019-11-27 | CANESTRS | 2022-09-29 | M | E_GRINDER